## Instructions
|  |  | Version | 1
|  |  | Date: | 2024-09-01
VHBA Asset Equipment List
Purpose
The purpose of this document is to define the Building Services Assets, Systems, and Miscellaneous Assets that the Victorian Health Building Authority (VHBA) requires asset data about. This document supplements VHBA's Asset Information Requirements (AIR) as defined in VHBA's Project Information Requirements (PIR), and should be used for reference for items defined as assets. VHBA's AIR are the basic mandatory standards that meet the Victorian Department of Health's needs. Before starting Design Development, the Project Team must consult with the VHBA Project Manager, HS Facility Manager, and VDAS or DE Project Champion to decide and agree on any additional AIR needed. The VHBA Asset Equipment List defines whether an item is treated as an asset where any item on this list shall be considered an asset and the data relevant to the Building Services Assets group shall be captured against the asset in BIM. It defines what VHBA considers as a system where the data relevant to the Systems group shall be captured as a single line item entry for each individual system in the VHBA Asset Uploader. The VHBA Asset Equipment List also defines what VHBA considers as Miscellaneous Assets where the data relevant to the Miscellaneous Assets group shall be captured as a single line item entry for each type-based Model Element in the VHBA Asset Uploader. The lists on the sheets of this document identify items that should be treated as Building Services Assets, Systems and Miscellaneous Assets for the purpose of gathering data during the delivery of projects as per the PIR. Items not on these lists are not currently treated as assets and no asset data is required. The lists are split based on the Asset Groups as defined below and in the PIR.
Instructions
Each list contains reference to the DH AIMS Asset Classification, the Virtual Buildings Information System (VBIS) Asset Classification, alternative equipment names and associated descriptions. The corresponding information within each of these references shall inform the population of the required attributes for the Building Services Assets, Systems and Miscellaneous Assets groups.
#VALUE!
Each list shall be implemented as per instructions below: • Data in the Building Services Assets list is required to be populated in BIM against the assets with their respective namesake VHBA_ fields in BIM. • Data in the Systems list shall be used to be populate the attributes contained in the VHBA Asset Uploader Template for each identified system in the project • Data in the Miscellaneous Assets list may be entered in BIM for type-based Model Elements that can be extracted to the VHBA Asset Uploader Template but shall be captured in the VHBA Asset Uploader Template as a single line item entry for each type-based Model Element at a minimum
Asset Grouping Overview
| Building | • Data captured for the whole building/model (not against individual objects) • Refer to section 4.5.5.1 in PIR for the required attribution • To be entered once at the model information level
| Spaces | • Asset data captured for each room/space • Refer to section 4.5.5.2 in PIR for the required attribution • To be entered against the geometry representing the room in the architectural model
| Building Services Assets | • Asset data captured for each piece of equipment/plant listed in the VHBA Equipment List • Refer to section 4.5.5.3 in PIR for the required attribution • One Model Element to one asset
| Systems | • Data captured for each individual system used on the project • Refer to section 4.5.5.4 in PIR for the required attribution • To be entered into the VHBA Asset Uploader Template
| Miscellaneous Assets | • Quantitative and type reference data to be extracted from BIM • Refer to section 4.5.5.5 in PIR for the required attribution • This information may be entered in BIM for type-based Model Elements that can be extracted to the VHBA Asset Uploader Template
#VALUE!
Disclaimer
The data and information in the VHBA Asset Equipment List is derived from the Victorian Department of Health's - AIMS Asset Framework Templates Definitions V3.xlsx and the AIMS MDS V1.xlsx. The information in this file is intended to provide the supply chain with the AIR references to be used for project specific needs. This information will be updated periodically to maintain currency with DH AIMS Framework by VHBA. The version of the VHBA Asset Equipment List shall be agreed and confirmed prior to its implementation on any VHBA project with the VHBA DE Project Champion.
Need assistance? Contact digital.engineering@health.vic.gov.au
2
3
4
5
1
4
5
1
2
3

## Building Services Assets
VHBA Asset Equipment List
Note: • The data and information in the VHBA Asset Equipment List is derived from the Victorian Department of Health's AIMS Asset Framework Templates Definitions V3.xlsx and the AIMS MDS V1.xlsx • The information in this file is intended to provide the supply chain with the AIR references to be used for project specific needs • This information will be updated periodically to maintain currency with DH AIMS Framework by VHBA • The version of the VHBA Asset Equipment List shall be agreed and confirmed prior to its implementation on any VHBA project with the VHBA DE Project Champion
AIMS Asset Classification |  |  |  | VBIS Asset Classification |  |  |  |  | Initial Priority Criteria |  |  |  |  | Asset Dictionary
Asset Class | Asset Sub Class | Asset Type | Asset Subtype | Discipline | Product | Sub-Type | Sub-Sub-Type | VBIS Tag | Initial Priority | Downstream Impact | Life Safety / Essential Safety / Critical or High Importance / Legislated Asset | Replacement Timeframe | Initial Grouping | Alternative Equipment Name | Equipment Description | DE AIR Asset Group
Buildings | N/A | Hospital | Base
Electrical | N/A | Access Card Reader | N/A | Security | Access Control | Card Reader |  | SE-ACon-CR | Low | Multi Space Single Floor | No | < 6 months | System | Card Readers Access Control Readers Proximity Readers Smart Card Readers RFID Readers Swipe Readers Magnetic Stripe Readers Biometric Readers Credential Readers Entry Readers Keycard Readers Badge Readers Security Readers Authentication Readers Electronic Lock Readers | A device used to read and verify the information stored on a security access card or credential. It is commonly used in various access control systems to regulate entry into secure areas such as buildings, rooms, or facilities. Reader can read magnetic stripe card, proximity card, smart card, mobile device with near field communication (NFC) capabilities or a combination of items with biometrics. | Miscellaneous Asset
Electrical | N/A | Battery | N/A | Electrical Power | Battery Systems | Batteries |  | EP-BS-Ba | Low | Single Space | No | < 6 months | System | Power Cell Energy Storage Device | A device that stores and provides electrical energy through chemical reactions.
Electrical | N/A | Battery Charger | N/A | [5 empty] | Low | Single Space | No | < 6 months | System
Electrical | N/A | Body & Cardiac Protection | N/A | [5 empty] | Medium | Single Space | Yes | < 6 months | Zone
Electrical | N/A | Charging Bay | N/A | [5 empty] | Low | Single Space | No | < 6 months | System
Electrical | N/A | Controls/Switches | N/A | [5 empty] | Low | Multi Space Single Floor | No | < 6 months | System
Electrical | N/A | Distribution Board | N/A | Electrical Power | Switchboard | Distribution Board |  | EP-SB-DB | Low | Multi Space Single Floor | No | 6 - 12 months | Discrete | Load Centre Distribution Panel | A device that receives power from the main electrical supply and distributes it to different circuits within a building. It houses circuit breakers or fuses to protect the circuits and provides a convenient point for controlling and managing the flow of electricity. | Building Services Asset
Electrical | N/A | Duress System | N/A | Security | Duress |  |  | SE-Du | Medium | Multi Space Multi Floor | No | < 6 months | System | Panic alarm system Emergency alarm system Distress alert system | A security measure used in high-risk environments to enable individuals to discreetly call for immediate help in dangerous situations. It typically involves strategically placed panic buttons that, when activated, trigger alarms and notify security personnel or authorities for swift response and assistance. | Systems Asset
Electrical | N/A | Energy Meter | N/A | Electrical Power | Meters |  |  | EP-Me | Low | Single Space | No | < 6 months | System | Power meter | A device which is used for measuring the energy used by the electric load. Often installed as part of a Switchboard or Distribution Board. | Building Services Asset
Electrical | N/A | Equipment | Antenna | Communications | Indoor Antenna |  |  | CO-IA | Medium | Multi Space Multi Floor | No | 6 - 12 months | Zone | Aerial Wireless antenna Dish/Parabolic antenna RF antenna: Emphasizes the use of the antenna in radio frequency applications. Receiver/transmitter antenna Omni-directional antenna Directional antenna | A device that enables wireless communication by transmitting and receiving electromagnetic waves. It serves as a crucial component in various ICT systems, such as Wi-Fi networks, mobile devices, satellite communication, and other wireless technologies, facilitating the transmission of data and information.
Electrical | N/A | Equipment | NBN Connection | Communications | Network Termination Device |  |  | CO-NTD | Medium | Site Wide | No | < 6 months | System |  | National Broadband Network (NBN) Australia connection box point.
Electrical | N/A | Equipment | Telecommunication | [5 empty] | Low | Multi Space Single Floor | No | < 6 months | Discrete
Electrical | N/A | Equipment | Main Comms Room | [5 empty] | Low | Multi Space Single Floor | No | < 6 months | Discrete
Electrical | N/A | Equipment | N/A | [5 empty] | Low | Multi Space Single Floor | No | < 6 months | System
Electrical | N/A | Equipment | NBN Distribution | [5 empty] | Medium | Multi Space Multi Floor | No | < 6 months | System
Electrical | N/A | Equipment | Server Room | [5 empty] | Medium | Single Space | Yes | < 6 months | Discrete
Electrical | N/A | Fuel System or Tank | N/A | Electrical Power | Generator | Bulk Fuel Tank |  | EP-Ge-BFT | Medium | Site Wide | No | 6 - 12 months | Discrete |  |  | Building Services Asset
Electrical | N/A | Generator | N/A | Electrical Power | Generator |  |  | EP-Ge | Medium | Site Wide | No | 6 - 12 months | Discrete | Dynamo Alternator Power generator Electric generator Generator set Genset Turbine generator | A device that converts mechanical energy into electrical energy. It operates on the principle of electromagnetic induction, where a rotating shaft or turbine drives a conductor through a magnetic field, resulting in the generation of electricity. | Building Services Asset
Electrical | N/A | Generator Switchboard | N/A | Electrical Power | Switchboard | Generator Switchboard |  | EP-SB-GSB | Medium | Site Wide | No | 6 - 12 months | Discrete |  | An electrical control panel that provides the interface and control between a generator set and the electrical distribution system | Building Services Asset
Electrical | N/A | Infrastructure Cable | N/A | Electrical Power | Cable |  |  | EP-Ca | Low | Multi Space Single Floor | No | < 6 months | System | Structured cabling Power cable High voltage cable | Horizontal and vertical cabling distribution system based on copper and/or optical fibre cabling.
Electrical | N/A | Intercom | N/A | Security | Intercom |  |  | SE-In | Low | Multi Space Single Floor | No | < 6 months | System | Intercommunication System | A communication system that enables voice or video communication between individuals in different areas of a building or facility. It typically consists of intercom devices such as speakers, microphones, and video cameras, facilitating convenient and efficient communication for various purposes, including security, convenience, and coordination.
Electrical | N/A | Kitchen Conveyor Dishwasher | N/A | Kitchen Equipment | Dishwasher | Commercial | Conveyor | KE-Di-Co-Co | Low | Single Space | No | 6 - 12 months | Discrete | Rack conveyor dishwasher Continuous conveyor dishwasher Commercial conveyor dishwasher | A type of commercial dishwasher designed for high-volume dishwashing in food service establishments. It consists of a conveyor belt system that moves dish racks or trays through various stages of the cleaning process, including pre-rinsing, washing, rinsing, and drying. | Building Services Asset
Electrical | N/A | Kitchen Conveyor System | N/A | Kitchen Equipment | Conveyor Belt System |  |  | KE-CBS | Low | Single Space | No | 6 - 12 months | Discrete | Food conveyor system Kitchen transport system Kitchen logistics system | A specialized system used in commercial kitchens to transport food items, dishes, utensils, or other kitchen supplies from one area to another. It typically consists of a conveyor belt or a series of interconnected conveyors that automate the movement of items within the kitchen. | Building Services Asset
Electrical | N/A | Light System | Exit | Electrical Lighting | Emergency Lighting | Exit |  | EL-EL-Ex | Medium | Multi Space Single Floor | Yes | < 6 months | Zone | Emergency exit light Evacuation light Exit sign Safety exit light | A system consisting of safety devices installed in buildings to provide illumination and guidance during emergencies, helping occupants locate exits and evacuate safely. It typically consists of an illuminated sign or fixture mounted near exit doors or along escape routes. | Systems Asset
Electrical | N/A | Light System | Emergency | Electrical Lighting | Emergency Lighting | Luminaire |  | EL-EL-Lu | Medium | Multi Space Single Floor | Yes | < 6 months | Zone | Backup lighting Emergency lighting system Safety lighting Standby lighting Emergency egress lighting Emergency backup light | A system consisting of lighting fixtures designed to automatically illuminate during a power outage or emergency situation, ensuring visibility and safety for occupants. It is usually equipped with backup power sources, such as batteries, to provide continuous illumination. | Systems Asset
Electrical | N/A | Light System | N/A | Electrical Lighting | Lighting |  |  | EL-Li | Low | Multi Space Single Floor | No | < 6 months | Zone |  | A system consisting of electric lights, lamps, or light bulbs which are electrical components that produces light. | Systems Asset
Electrical | N/A | Light | Fixture | Electrical Lighting | Lighting | Luminaire |  | EL-Li-Lu | Low | Multi Space Single Floor | No | < 6 months | Zone | Light fixture Light fitting Luminaire | A electrical device containing an electric lamp that provides illumination | Miscellaneous Asset
Electrical | N/A | Lighting System Controller | Wireless Emergency | Electrical Lighting | Emergency Lighting | Testing | Wireless Area Controller | EL-EL-Te-WACon | Medium | Multi Space Single Floor | Yes | < 6 months | Zone | Wireless Emergency Lighting Manager Wireless Emergency Lighting Supervisor Wireless Emergency Lighting Coordinator | A device used to centrally manage and control emergency lighting systems wirelessly. It provides the capability to monitor, test, program, and coordinate multiple emergency lights from a central location, enhancing efficiency and ease of maintenance. | Systems Asset
Electrical | N/A | Lightning Strike Counter | N/A | Electrical Power | Lightning Strike Counter |  |  | EP-LSC | Low | Single Space | No | < 6 months | Discrete | Thunderstorm activity monitor Lightning Activity Monitor | A device designed to count the number of lightning strikes conducted through the down conductor on a lightning protection system. | Building Services Asset
Electrical | N/A | Main Switch Board | N/A | Electrical Power | Switchboard | Main Switch Board |  | EP-SB-MSB | High | Site Wide | Yes | +12 months | Discrete | Main Distribution Board Switchgear Panel Main Electrical Panel Main Load Center | The primary point of entry for electrical power into a building or facility. It receives power from the utility source or a main electrical panel and distributes it to various sub-distribution boards or circuits throughout the building | Building Services Asset
Electrical | N/A | Master Clock | N/A | Information Technology | Master Clock |  |  | IT-MC | Low | Multi Space Single Floor | No | < 6 months | System | Primary clock Central clock Time server Synchronized clock system | A centralized timekeeping system that synchronizes and distributes accurate time signals to multiple clocks or devices within a building or facility. | Systems Asset
Electrical | N/A | Mechanical Services Switchboard | N/A | Electrical Power | Switchboard | Mechanical Services Switch Board |  | EP-SB-MSSB | Medium | Multi Space Multi Floor | No | 6 - 12 months | Discrete | Mechanical control panel Mechanical distribution board Mechanical services panel Mechanical services distribution panel | An electrical control panel that serves as a centralized point for controlling and distributing power to mechanical equipment and systems in a building or facility. | Building Services Asset
Electrical | N/A | Nursecall System | N/A | Medical & Laboratory Equipment | Nurse Call System |  |  | MLE-NCS | Medium | Multi Space Single Floor | Yes | 6 - 12 months | Zone | Nurse communication system Patient assistance system | A communication system used in healthcare facilities to enable patients to summon assistance from nurses or caregivers. It typically consists of call buttons or devices installed in patient rooms or bathrooms that can be activated to send a signal to a central monitoring station or directly to the nurses' station. | Systems Asset
Electrical | N/A | Nursecall System | Indicator Panel | Medical & Laboratory Equipment | Nurse Call System | Annunciators |  | MLE-NCS-An | Medium | Multi Space Single Floor | Yes | 6 - 12 months | Zone | Nurse Call Display Patient Call Annunciator Nurse Call Indicator Patient Request Announcer Staff Alert Display Caregiver Annunciator Call Notification Panel | A visual or audible notification system used in healthcare facilities to alert nurses and staff about patient calls or requests for assistance. It typically displays or announces information related to the patient's room or location, allowing caregivers to promptly respond to patient needs. | Miscellaneous Asset
Electrical | N/A | Nursecall System | Medical Services Panel | Medical & Laboratory Equipment | Nurse Call System |  |  | MLE-NCS | Medium | Multi Space Single Floor | Yes | 6 - 12 months | Zone |  |  | Systems Asset
Electrical | N/A | Outlet Circuit | N/A | Electrical Power | General Purpose Outlet |  |  | EP-GPO | Low | Single Space | No | < 6 months | Zone | Power Point Socket Outlet Electrical Outlet | A system of power outlets that are used to supply power to electrical devices | Systems Asset
Electrical | N/A | PA System | N/A | Audio-Visual | Public Address System |  |  | AV-PAS | Low | Multi Space Single Floor | No | < 6 months | Zone | Public Addressing System Public Announcement System Public Communication System Announcement System | A sound reinforcement system used to amplify and distribute audio messages or announcements to a large audience or specific areas in public spaces, buildings, or venues. It typically consists of microphones, amplifiers, speakers, and control equipment to ensure clear and intelligible communication for public address purposes. | Systems Asset
Electrical | N/A | Patient Entertainment | N/A | Audio-Visual | Patient Entertainment System |  |  | AV-PES | Low | Multi Space Single Floor | No | < 6 months | Zone | Hospital Entertainment System Patient Infotainment System In-Room Entertainment System | A multimedia platform implemented in healthcare settings to provide entertainment and information to patients during their stay. It typically includes features such as television, movies, internet access, games, and patient education materials. | Systems Asset
Electrical | N/A | Power Factor Correction Unit | N/A | Electrical Power | Power Factor Correction |  |  | EP-PFC | Medium | Site Wide | No | 6 - 12 months | System | Power Factor Controller Reactive Power Compensation Device Power Factor Regulator Power Factor Correction System Power Factor Optimizer | An electrical apparatus that improves the power factor of an electrical system. It actively reduces reactive power and optimizes the balance between reactive power and real power, resulting in increased energy efficiency and reduced utility costs. | Building Services Asset
Electrical | N/A | Private Automatic Branch Exchange | N/A | Communications | Private Automatic Branch Exchange |  |  | CO-PABX | Medium | Site Wide | No | 6 - 12 months | System | PBX (Private Branch Exchange) EPABX (Electronic Private Automatic Branch Exchange) IP-PBX (Internet Protocol Private Branch Exchange) Telephone Exchange | A telephone system used within organizations to handle internal and external calls. It allows for the connection of multiple telephone extensions and provides features such as call routing, call forwarding, voicemail, and other communication functionalities. | Building Services Asset
Electrical | N/A | Racks | N/A | Communications | Server Cabinet |  |  | CO-SC | Low | Single Space | No | < 6 months | Zone | Server rack Network rack Data rack Cabinet Patch panel rack AV rack Telecom rack IT rack Enclosure | Used to house and organize various electronic devices and equipment. It provides a standardized and secure structure for mounting servers, networking equipment, power distribution units, and other components, facilitating efficient management and maintenance of the electrical infrastructure in data centres or IT environments. | Miscellaneous Asset
Electrical | N/A | Refrigerator | Drug | Medical & Laboratory Equipment | Medical Refrigerator |  |  | MLE-MR | Medium | Site Wide | No | 6 - 12 months | Discrete |  | A specialized refrigeration unit used in healthcare settings to store temperature-sensitive medications, vaccines, blood products, and other medical supplies. It is designed to maintain consistent and controlled temperature conditions to ensure the integrity and safety of the stored items. | Building Services Asset
Electrical | N/A | Residual Current Device | N/A | Electrical Power | Switchgear | Residual Current Device |  | EP-SG-RCD | Medium | Multi Space Single Floor | Yes | < 6 months | Zone | Residual current breaker (RCB) Residual current circuit breaker (RCCB) Ground fault circuit interrupter (GFCI) Earth leakage circuit breaker (ELCB) Earth leakage protector (ELP) Ground fault interrupter (GFI) Residual current protection device (RCPD) Leakage circuit breaker (LCB) Differential circuit breaker | An electrical safety device designed to quickly detect and protect against electrical leakage or ground faults. It monitors the current flowing in an electrical circuit and instantly shuts off the power supply if it detects a difference between the current flowing into the circuit and the current returning from the circuit | Miscellaneous Asset
Electrical | N/A | Residual Current Device Alarm | N/A | Electrical Power | Controls Equipment Panel | Alarm Panel |  | EP-ConEP-AP | Low | Multi Space Single Floor | No | < 6 months | System | Alarm Indicator Station Alarm Station | A audio / visual indicating panel for faults or alarms. The panel receives signals from various equipment, including RCDs, which are electrical safety devices that detect leakage currents and trip to prevent electric shocks. | Systems Asset
Electrical | N/A | Riser | Comms | [5 empty] | Low | Single Space | No | < 6 months | Discrete
Electrical | N/A | Riser | N/A | [5 empty] | Low | Single Space | No | < 6 months | Discrete
Electrical | N/A | Riser | Power | [5 empty] | Low | Single Space | No | < 6 months | Discrete
Electrical | N/A | Riser | N/A | [5 empty] | Low | Single Space | No | < 6 months | Discrete
Electrical | N/A | Security System | N/A | Security | CCTV |  |  | SE-CCTV | Medium | Multi Space Multi Floor | No | 6 - 12 months | System | Keycard access control system Proximity card access control system Swipe card access control system | A surveillance system consisting of cameras, video recorders, and a network for monitoring and recording activities in a specific area. It is commonly used for security and surveillance purposes in various settings, such as homes, businesses, public spaces, and institutions. The cameras capture video footage that can be monitored live or reviewed later, providing a means to deter, detect, and investigate incidents. | Systems Asset
Electrical | N/A | Solar System | N/A | Electrical Power | Solar power system |  |  | EP-SPS | Low | Single Space | No | 6 - 12 months | System |  |  | Systems Asset
Electrical | N/A | Solar System | Inverter | Electrical Power | Solar power system | Inverter |  | EP-SPS-In | Low | Single Space | No | 6 - 12 months | System | Photovoltaic (PV) inverter Solar power inverter Solar energy inverter PV converter Solar electricity inverter Solar panel inverter Solar system inverter Solar microinverter (for microinverter-based systems) Solar string inverter (for string inverter-based systems) | An electronic device that converts the DC electricity generated by solar panels into AC electricity suitable for powering appliances and feeding into the electrical grid. | Building Services Asset
Electrical | N/A | Solar System | Panel | Electrical Power | Solar power system | Panels |  | EP-SPS-Pa | Low | Single Space | No | < 6 months | System | solar cell panels solar electric panels PV modules Photovoltaic cells | A device that converts sunlight into electricity using the photovoltaic effect. | Miscellaneous Asset
Electrical | N/A | Speaker System | N/A | Audio-Visual | Public Address System | Speaker |  | AV-PAS-Sp | Low | Single Space | No | < 6 months | Zone | Ceiling-mounted speaker Ceiling speaker system Overhead speaker In-ceiling speaker Drop-in speaker Flush-mount speaker Tile speaker Recessed speaker Integrated ceiling speaker In-ceiling PA speaker | A specialized loudspeaker designed for use in a public address system. It is used to amplify and project audio signals, including announcements, music, or other audio content, to a large audience in various public settings. These speakers are often strategically placed in public spaces such as stadiums, auditoriums, schools, and outdoor areas to ensure clear and effective communication with the intended audience. | Systems Asset
Electrical | N/A | Switchgear | N/A | Electrical Power | Switchgear |  |  | EP-SG | Medium | Multi Space Single Floor | Yes | 6 - 12 months | Discrete
Electrical | N/A | Transformer | Isolation | Electrical Power | Transformer |  |  | EP-Tr | Medium | Single Space | Yes | 6 - 12 months | Discrete |  |  | Building Services Asset
Electrical | N/A | Transformer | N/A | Electrical Power | Transformer | LV |  | EP-Tr-Lv | High | Site Wide | Yes | 6 - 12 months | Discrete | Step-up transformer Step-down transformer Voltage transformer Current transformer Isolation transformer | A device that transfers electrical energy between different circuits by electromagnetic induction, utilizing coils and a magnetic core. It enables voltage to be stepped up or down, facilitating efficient transmission and distribution of electrical power. | Building Services Asset
Electrical | N/A | Transformer/Ring Main Unit | N/A | Electrical Power | Switchboard | Ring Main Unit |  | EP-SB-RMU | High | Site Wide | Yes | +12 months | Discrete | Ring Main Distribution System (RMDS) Ring Main Switchgear (RMS) Ring Main Unit (RMU) Switchgear Ring Main Circuit Breaker (RMCB) Ring Main Panel (RMP) Ring Main Feeder (RMF) Ring Main Control Unit (RMCU) Ring Main Assembly (RMA) Ring Main Power Distribution Unit (RMPDU) Ring Main Protection Unit (RMPU) | A compact distribution unit used in electrical power systems to control and distribute electricity in a ring configuration. It typically includes circuit breakers, switches, and protection devices, providing reliable and efficient distribution of power to various loads | Building Services Asset
Electrical | N/A | Uninterruptible Power Supply | N/A | Electrical Power | UPS |  |  | EP-UPS | Low | Multi Space Single Floor | No | < 6 months | System | Uninterruptible Power System (UPS) Battery Backup System | An electrical device that provides emergency power to connected equipment during power outages or fluctuations. It typically consists of a battery or battery bank, a rectifier, and an inverter, which work together to provide seamless and reliable backup power, protecting critical systems from disruptions or damage caused by power interruptions. | Building Services Asset
Electrical | N/A | Waste Compactor | N/A | Waste | Compactor |  |  | WA-Co | Low | Single Space | No | 6 - 12 months | Discrete |  |  | Building Services Asset
Electrical | N/A | Refrigerated Cooling System | N/A | Refrigeration | Cool Room |  |  | RE-CLR | Medium | Site Wide | No | 6 - 12 months | Discrete | Cold storage room Walk-in refrigerator Chiller room Temperature-controlled storage facility Cold chamber Cold storage unit Climate-controlled room Cold storage locker Temperature-controlled chamber | A large enclosed area equipped with refrigeration systems designed to maintain a consistently cold environment.
Electrical | N/A | Nursecall System | Emergency Assistance | Medical & Laboratory Equipment | Nurse Call System | Call Point |  | MLE-NCS-CP | Medium | Multi Space Single Floor | Yes | < 6 months | Zone | Call button Nurse call button Call bell Patient call button Nurse call station Call light Patient call bell Bedside call button Patient assistance call point Call system button | A small device located within a patient's reach in healthcare facilities. It allows patients to summon assistance from nurses or healthcare providers when they require immediate attention or have specific needs. When pressed, the nurse call button sends a signal to a central nurse call system, alerting staff to the patient's request for help. | Miscellaneous Asset
Electrical | N/A | Mortice Lock | N/A | Security | Access Control | Mortice Lock |  | SE-ACon-MoL | Low | Multi Space Single Floor | No | < 6 months | System
Fire | N/A | Booster Assembly | N/A | Fire Suppression | Fire Protection Booster Assembly |  |  | FS-FPBA | High | Multi Space Multi Floor | Yes | 6 - 12 months | Discrete |  | Pump assembly used to enhance the effectiveness of fire protection systems by ensuring an adequate water supply is delivered to hydrants | Building Services Asset
Fire | N/A | Control Valve | N/A | Fire Suppression | Sprinklers | Sprinkler Control Valve Assembly |  | FS-Sp-SCVA | High | Multi Space Multi Floor | Yes | 6 - 12 months | Discrete | Sprinkler Control Valve | A crucial component of a fire sprinkler system that controls the flow of water or other extinguishing agents to the sprinkler heads. It is typically a mechanical valve located in the main water supply line of the sprinkler system. The sprinkler control valve is responsible for opening or closing the water supply to the sprinkler system. When a fire is detected, either by a heat-sensitive element in a sprinkler head or by a separate fire detection system, the control valve is activated to allow water to flow into the system. | Building Services Asset
Fire | N/A | Detector | N/A | Fire Detection | Fire Detectors |  |  | FD-FD | Medium | Single Space | Yes | < 6 months | Zone | Smoke Detector Heat Detector Flame Detector Multi-Sensor Detector Air Aspirating Smoke Detector Beam Detector Heat Detection System | A device designed to detect the presence of fire or the conditions associated with a fire typically equipped with sensors that can detect smoke, heat, or flames. | Systems Asset
Fire | N/A | Drencher | N/A | Fire Suppression | Sprinklers | Sprinkler Head | Deluge | FS-Sp-SH-De | Medium | Single Space | Yes | < 6 months | Zone | Deluge System | A type of fire protection system that is designed to rapidly discharge large amounts of water over a wide area in the event of a fire. | Systems Asset
Fire | N/A | Emergency Warning Control and Indicating Equipment | N/A | Fire Detection | Emergency Warning Control Indicating Equipment |  |  | FD-EWCIE | High | Site Wide | Yes | 6 - 12 months | System | EWIS System Emergency Warning and Intercommunication System | The main component of the Emergency Warning System (EWS), referring to the central control unit and associated devices used to manage and monitor emergency warning systems in buildings or facilities. It integrates fire alarms, public address (PA) systems, and intercoms to facilitate effective communication, evacuation guidance, and emergency response coordination, ensuring the safety and well-being of occupants. | Building Services Asset
Fire | N/A | Fire Alarm | N/A | Fire Detection | Audible Alarm Device |  |  | FD-AAD | Medium | Single Space | Yes | < 6 months | Zone | Fire Alarm Sounder Fire Alarm Audible Device Fire Alarm Notification Device Fire Alarm Bell Annunciator Fire Alarm Siren | A loud audible signalling device used in fire alarm systems to alert occupants of a building or area about the presence of a fire or emergency | Systems Asset
Fire | N/A | Fire Blanket | N/A | Fire Suppression | Fire Blanket |  |  | FS-FB | Medium | Single Space | Yes | < 6 months | System | Flame Retardant Blanket Fire Safety Blanket Fire Extinguishing Blanket Fire Suppression Blanket | A safety device made of fire-resistant materials, designed to extinguish small fires by smothering them. It is used by covering the fire source with the blanket, effectively cutting off the oxygen supply and preventing the fire from spreading further.
Fire | N/A | Fire Detection Control Indicating Equipment | N/A | Fire Detection | Fire Detection Control Indicating Equipment |  |  | FD-FDCIE | High | Site Wide | Yes | 6 - 12 months | System | Fire Alarm System Control Unit Fire Alarm Monitoring System Fire Alarm Master Control Panel Fire Detection and Alarm Control Panel Fire Alarm Command Center Fire Detection System Controller Fire Alarm Annunciator Panel Fire Alarm Monitoring and Control System | A central control unit and associated devices used to monitor and control a fire detection system within a building or facility. This includes a range of control panels associated with the detection of fire, indicators, and various input/output modules, allowing for the management of fire detectors, initiating devices, and alarm outputs. | Building Services Asset
Fire | N/A | Fire Door | N/A | Structure | Doors Fire Rated |  |  | ST-DFR | Medium | Single Space | Yes | < 6 months | Zone | Fire door Fire-resistant door Fireproof door Flame-retardant door Fire safety door | A specialized door designed to resist the spread of fire and smoke in a building. It is constructed with fire-resistant materials and features specific ratings and certifications to ensure its performance during a fire emergency. | Miscellaneous Asset
Fire | N/A | Fire Extinguisher | N/A | Fire Suppression | Portable Fire Extinguisher |  |  | FS-PFE | Medium | Single Space | Yes | < 6 months | Zone | Fire extinguisher Hand-held fire extinguisher | A hand-held firefighting device designed to extinguish or control small fires. It contains a pressurized agent, such as water, foam, powder, or gas, which is discharged through a nozzle or hose to suppress the flames. | Miscellaneous Asset
Fire | N/A | Fire Extinguisher | Dry Powder | Fire Suppression | Portable Fire Extinguisher | Class D Dry Powder |  | FS-PFE-CDDP | Medium | Single Space | Yes | < 6 months | Zone |  |  | Miscellaneous Asset
Fire | N/A | Fire Extinguisher | Water | Fire Suppression | Portable Fire Extinguisher | Water |  | FS-PFE-Wa | Medium | Single Space | Yes | < 6 months | Zone |  |  | Miscellaneous Asset
Fire | N/A | Fire Indicator Panel | N/A | Fire Detection | Fire Detection Control Indicating Equipment | Fire Indicator Panel |  | FD-FDCIE-FIP | High | Site Wide | Yes | < 6 months | System | Fire Alarm Control Panel (FACP) Fire Control and Indicating Panel | A central processor and visual indicator of a detection system that is connected to all field detection devices (smoke and heat detectors etc.). This is specific panel which is part of the Fire Detection Control Indicating Equipment | Building Services Asset
Fire | N/A | Gas Suppression Cylinders | N/A | Fire Suppression | Tanks | Gaseous Fire Suppression Agent Containers |  | FS-Ta-GFSAC | Medium | Single Space | Yes | < 6 months | Discrete | Gas suppression cylinders Fire extinguishing cylinders Gas fire suppression containers | Pressurized containers filled with specialized gases or chemical agents used to suppress and extinguish fires | Building Services Asset
Fire | N/A | Hosereel | N/A | Fire Suppression | Fire Hose Reel |  |  | FS-FHR | Medium | Multi Space Single Floor | Yes | < 6 months | Zone |  | A firefighting device that dispenses water used to combat fires by providing a readily accessible source of water that can be directed towards the fire. Typically extended length of 36m | Miscellaneous Asset
Fire | N/A | Hydrant Pump | N/A | Fire Suppression | Pumps |  |  | FS-Pu | High | Multi Space Multi Floor | Yes | 6 - 12 months | Discrete |  | A pump specifically used within the fire suppression system that increases water pressure to hydrants | Building Services Asset
Fire | N/A | Hydrant Pump | Jockey | Fire Suppression | Pumps | Fire Protection Ancillary Pumpset |  | FS-Pu-FPAP | High | Multi Space Multi Floor | Yes | 6 - 12 months | Discrete | Pressure Maintenance Pump | A secondary pump that maintains the pressure in the fire sprinkler system to avoid non-emergency starting of the main fire pump | Building Services Asset
Fire | N/A | Hydrant Water Tank | N/A | Fire Suppression | Tanks | Fire Protection Water Tank |  | FS-Ta-FPWT | High | Multi Space Multi Floor | Yes | 6 - 12 months | Discrete | Fire Hydrant Storage Tank | A dedicated container designed to store water specifically for supplying fire hydrants. These tanks ensure an adequate and readily available water source for firefighters to connect their hoses and access water for fire suppression efforts, particularly in areas with limited water infrastructure or during emergencies where water supply may be disrupted. | Building Services Asset
Fire | N/A | Hydrants | N/A | Fire Suppression | Fire Hydrant |  |  | FS-FH | Medium | Multi Space Single Floor | Yes | < 6 months | Zone | Fire Outlet Fire Point Hydrant Valve | A water outlet connected to an mains water supply, primarily used by firefighters to access water for firefighting operations. Typically external to a building | Miscellaneous Asset
Fire | N/A | Manual Call Point | N/A | Fire Detection | Manual Call Point |  |  | FD-MCP | Medium | Multi Space Single Floor | Yes | < 6 months | Zone | Fire Alarm Pull Station Fire Alarm Manual Pull Station Fire Alarm Manual Call Box Fire Alarm Break Glass Unit Fire Alarm Emergency Station Fire Alarm Activation Point Fire Alarm Initiating Device Fire Alarm Manual Trigger Fire Alarm Alert Switch Fire Alarm Emergency Break Glass | A device that individuals can manually activate during a fire emergency by breaking the glass or pulling a handle. It initiates a fire alarm signal, alerting the fire alarm control panel and prompting immediate response actions such as evacuation and fire suppression measures. | Miscellaneous Asset
Fire | N/A | Mimic Panel | N/A | Fire Detection | Fire Detection Control Indicating Equipment | Alarm Mimic Panel |  | FD-FDCIE-AMP | High | Multi Space Multi Floor | Yes | 6 - 12 months | System | Fire Alarm Display Panel Fire Alarm Mimic Board Fire Alarm Mimic Panel | A visual representation of a building or facility's fire alarm system. It typically consists of indicator lights or displays that mimic the status and location of fire alarms, detectors, and other devices throughout the premises, allowing for quick identification and response to potential fire incidents. | Building Services Asset
Fire | N/A | Pump | N/A | Fire Suppression | Pumps |  |  | FS-Pu | High | Site Wide | Yes | 6 - 12 months | Discrete |  | A pump specifically used within the fire suppression system that increases water pressure to supply firefighting systems | Building Services Asset
Fire | N/A | Pump | Diesel | Fire Suppression | Pumps | Fire Protection Pumpset | Diesel | FS-Pu-FPP-Di | High | Site Wide | Yes | 6 - 12 months | Discrete |  | Main Diesel Pump for use to maintain pressure in a sprinkler system | Building Services Asset
Fire | N/A | Pump | Electric | Fire Suppression | Pumps | Fire Protection Pumpset | Electric | FS-Pu-FPP-El | High | Site Wide | Yes | 6 - 12 months | Discrete |  | Main Electric Pump for use to maintain pressure in a sprinkler system | Building Services Asset
Fire | N/A | SFIP | N/A | Fire Detection | Fire Detection Control Indicating Equipment | Sub Fire Indicator Panel |  | FD-FDCIE-SFIP | High | Multi Space Multi Floor | Yes | 6 - 12 months | System | Sub FIP | An auxiliary or secondary panel connected to the main fire indicator panel (FIP). Sub FIPs are typically used in larger buildings or complexes where multiple zones or areas need individual monitoring and control. | Building Services Asset
Fire | N/A | Speaker | N/A | Fire Detection | Speakers |  |  | FD-Sp | Medium | Single Space | Yes | < 6 months | Zone |  | A component responsible for delivering audible announcements, alerts, or evacuation instructions during emergency situations, as part of an Emergency Warning Control Indicating Equipment system | Miscellaneous Asset
Fire | N/A | Sprinkler Head | N/A | Fire Suppression | Sprinklers | Sprinkler Head |  | FS-Sp-SH | Medium | Single Space | Yes | < 6 months | Zone |  | A component of a fire sprinkler system that is responsible for detecting and responding to high temperatures or heat caused by a fire. | Miscellaneous Asset
Fire | N/A | Sprinkler Pump | N/A | Fire Suppression | Pumps |  |  | FS-Pu | High | Site Wide | Yes | 6 - 12 months | Discrete |  | A pump specifically used within the fire suppression system that increases water pressure to sprinklers | Building Services Asset
Fire | N/A | Tank | N/A | Fire Suppression | Tanks |  |  | FS-Ta | High | Site Wide | Yes | 6 - 12 months | Discrete | Fire Storage tank | A specialized container for storage of fire retarding products, including water, foam, gases etc. | Building Services Asset
Fire | N/A | Very Early Smoke Detection Apparatus | N/A | Fire Detection | Fire Detectors | Aspirated Smoke |  | FD-FD-AS | Medium | Single Space | Yes | < 6 months | Zone | Air Aspirating Smoke Detector VESDA system Xtralis System | An advanced smoke detection system that uses a network of sampling pipes and a detection chamber to actively draw air samples and analyse them for the presence of smoke particles. It offers early detection capabilities and is commonly used in environments with high-value assets or where early warning is crucial. | Systems Asset
Fire | N/A | Warden Intercom Phone | N/A | Fire Detection | Warden Intercom Point |  |  | FD-WIP | Medium | Multi Space Single Floor | Yes | < 6 months | Zone | Fire Warden Communication Station Fire Warden Intercom Station Fire Warden Call Point Fire Warden Emergency Intercom Fire Warden Emergency Call Point | A communication device placed in a building for fire wardens to relay information and receive instructions during emergencies. It enables direct communication between fire wardens and the central control or command centre, facilitating efficient coordination and response efforts. | Miscellaneous Asset
Hydraulics | N/A | Backflow Prevention Device | N/A | Hydraulics | Valves | Backflow Prevention |  | HY-Va-BP | Low | Multi Space Single Floor | No | < 6 months | System | Backflow preventer Backflow valve Check valve Backflow prevention device Water backflow preventer | A device used to protect water supply systems from the undesirable reversal of water flow. It prevents the backflow of potentially contaminated water into the clean water supply by allowing water to flow in one direction only. | Miscellaneous Asset
Hydraulics | N/A | Basin | N/A | Hydraulics | Taps | Basin Set |  | HY-Tap-BS | Low | Single Space | No | < 6 months | Zone | Integrated tap and basin unit | A bathroom fixture combination that includes both a tap (faucet) and a basin (sink) as a single unit. It typically consists of a basin with pre-installed holes or cutouts to accommodate a tap or taps, allowing for the seamless integration of the two components. | Miscellaneous Asset
Hydraulics | N/A | Boiler | N/A | Hydraulics | Potable Water Units | Boiling Water Unit |  | HY-PWU-BWU | Low | Single Space | No | < 6 months | Zone | Hot water boiler | An appliance that provide a ready supply of potable drinking hot water, primarily used in kitchens | Building Services Asset
Hydraulics | N/A | Calorifier | N/A | Hydraulics | Calorifier |  |  | HY-CL | Medium | Multi Space Multi Floor | No | < 6 months | Discrete | Hot water storage tank Hot water cylinder Water heater Water storage vessel Domestic hot water tank Calorifier vessel | A device used to store and heat water for domestic or commercial purposes. It typically consists of a tank or cylinder that uses the principle of heat exchange either by hot water or by steam through convection to heat the water it contains, to raise the water temperature. This asset is typically installed and maintained by a hydraulics/plumbing contractor. | Building Services Asset
Hydraulics | N/A | Calorifier | Solar Hot Water | Mechanical | Calorifier | Water-Water |  | ME-CL-Wa | Medium | Multi Space Multi Floor | No | < 6 months | Discrete | Hot water storage tank Hot water cylinder Water heater Water storage vessel Domestic hot water tank Calorifier vessel | A device used to store and heat water for domestic or commercial purposes. It typically consists of a tank or cylinder that uses the principle of heat exchange by hot water through convection to heat the water it contains, to raise the water temperature. This asset is typically installed and maintained by a hydraulics/plumbing contractor. | Building Services Asset
Hydraulics | N/A | Calorifier | Domestic Hot Water | Mechanical | Calorifier | Water-Water |  | ME-CL-Wa | Medium | Multi Space Multi Floor | No | < 6 months | Discrete | Hot water storage tank Hot water cylinder Water heater Water storage vessel Domestic hot water tank Calorifier vessel | A device used to store and heat water for domestic or commercial purposes. It typically consists of a tank or cylinder that uses the principle of heat exchange by hot water through convection to heat the water it contains, to raise the water temperature. This asset is typically installed and maintained by a hydraulics/plumbing contractor. | Building Services Asset
Hydraulics | N/A | Drain | Floorwaste | Hydraulics | Grates | Floor Waste |  | HY-Gr-FW | Low | Single Space | No | < 6 months | System | Floor drain grate | A cover with openings used to allow water and liquids to drain through while preventing larger objects from entering the drainage system. It is commonly installed in areas like bathrooms and basements to promote efficient drainage and prevent water damage. | Miscellaneous Asset
Hydraulics | N/A | eWater | N/A | Hydraulics | Water Treatment | eWater |  | HY-WT-EW | Low | Single Space | No | < 6 months | System |  | A water system that provides ready-to-use, on-demand supply of disinfectant, cleaning, and sanitising solutions by passing regular tap water into two chambers, one with a positive electrical charge, and the other with a negative charge. A dilute salt solution is introduced to a chamber containing two electrodes that segregate the ions formed to create Sodium hydroxide and Hypochlorous acid.
Hydraulics | N/A | Eye Wash | N/A | Hydraulics | Safety | Emergency Eye Wash Stations |  | HY-Sa-EEWS | Medium | Single Space | Yes | < 6 months | Zone | Eye wash station Eye wash station unit Eye rinse station Emergency eyewash unit Eye flushing station Safety eye wash station | A safety fixture designed to provide immediate flushing and irrigation to the eyes in case of exposure to hazardous materials or substances. | Miscellaneous Asset
Hydraulics | N/A | Filtration | N/A | Hydraulics | Water Treatment and Filtration |  |  | HY-WT | Medium | Multi Space Multi Floor | No | < 6 months | System |  | A device or system used to purify and improve the quality of water by removing impurities, contaminants, and undesirable substances. | Building Services Asset
Hydraulics | N/A | Fixture | N/A | [5 empty] | Low | Single Space | No | < 6 months | Zone
Hydraulics | N/A | Gas Valve | N/A | Hydraulics | Gas Valve |  |  | HY-GV | Low | Multi Space Single Floor | No | < 6 months | Zone |  | A device used to control the flow of gas in a gas supply system. It is responsible for regulating the amount of gas entering or exiting a pipeline or appliance. | Building Services Asset
Hydraulics | N/A | Grease Interceptor Trap | N/A | Hydraulics | Trade Waste | Grease Arrestor |  | HY-TW-GA | Low | Single Space | No | < 6 months | System | Grease trap Grease interceptor Grease separator | A hydraulic device designed to capture and separate grease, oil, and fats from wastewater. It is commonly installed in commercial kitchens, food establishments, and other facilities where grease-laden water is generated. | Building Services Asset
Hydraulics | N/A | Grey Water Treatment Plant | N/A | [5 empty] | Medium | Multi Space Multi Floor | No | 6 - 12 months | Discrete |  |  | Building Services Asset
Hydraulics | N/A | Heater | N/A | Hydraulics | Hot Water Unit |  |  | HY-HWU | Low | Single Space | No | < 6 months | System |  | An appliance that provide a ready supply of hot water | Building Services Asset
Hydraulics | N/A | Heater | Domestic Hot Water | Hydraulics | Hot Water Unit | Instant hot water units |  | HY-HWU-IHWU | Low | Single Space | No | < 6 months | System | Tankless water heater On demand water heater | A type of water heating system that provides hot water instantly and on demand, without the need for a storage tank. It heats the water directly as it flows through the unit, providing hot water whenever it is needed. | Building Services Asset
Hydraulics | N/A | Hose Tap | N/A | Hydraulics | Taps | Hose cock tee Handle |  | HY-Tap-HCTH | Low | Single Space | No | < 6 months | System | Hose bib Outdoor faucet Garden tap | A plumbing fixture that consists of a valve and an outlet for attaching a hose or pipe. It is used to control the flow of water or other fluids through the hose or pipe. Hose cocks are commonly found in outdoor areas, such as gardens, and are used for tasks like watering plants or washing surfaces. | Miscellaneous Asset
Hydraulics | N/A | Hot Water Boost | N/A | [5 empty] | Low | Multi Space Single Floor | No | < 6 months | Discrete |  |  | Building Services Asset
Hydraulics | N/A | Hot Water Plant | N/A | [5 empty] | Low | Multi Space Single Floor | No | < 6 months | Discrete |  |  | Building Services Asset
Hydraulics | N/A | Hot Water Unit | N/A | Hydraulics | Potable Water Units | Boiling Water Unit |  | HY-PWU-BWU | Low | Single Space | No | < 6 months | Zone | Hot water boiler | An appliance that provide a ready supply of potable drinking hot water, primarily used in kitchens | Building Services Asset
Hydraulics | N/A | Isolation Valve | N/A | Hydraulics | Valves | Isolation |  | HY-Va-Is | Low | Multi Space Single Floor | No | < 6 months | System | Shut-off valve Service valve Stop valve | A type of valve used to control the flow of fluid or gas within a hydraulic system. It is typically placed at specific points in hydraulic or piping systems to isolate or shut off the flow of water or other fluids for maintenance, repairs, or emergencies. Isolation valves are designed to provide a reliable means of stopping or regulating the flow, allowing for convenient control and maintenance of the system. | Building Services Asset
Hydraulics | N/A | Medical Equipment Washer | N/A | [5 empty] | Medium | Single Space | Yes | 6 - 12 months | Discrete |  |  | Building Services Asset
Hydraulics | N/A | Meter | Gas | Hydraulics | Gas Services | Meter |  | HY-GS-Me | Low | Multi Space Single Floor | No | < 6 months | System | Gas Authority Meter | A device used to measure and monitor the consumption of Gas | Building Services Asset
Hydraulics | N/A | Meter | Cold Water | Hydraulics | Meters |  |  | HY-Me | Low | Multi Space Single Floor | No | < 6 months | System |  | A device used to measure and monitor the volume or flow rate of water consumed in residential, commercial, or industrial settings. It accurately records water usage, facilitating billing and conservation efforts by promoting awareness of water consumption. | Building Services Asset
Hydraulics | N/A | Meter | N/A | Hydraulics | Meters |  |  | HY-Me | Low | Multi Space Single Floor | No | < 6 months | System |  | A device used to measure and monitor the volume or flow rate of water consumed in residential, commercial, or industrial settings. It accurately records water usage, facilitating billing and conservation efforts by promoting awareness of water consumption. | Building Services Asset
Hydraulics | N/A | Pipework | N/A | Hydraulics | Pipe and Fittings |  |  | HY-PAF | Low | Multi Space Single Floor | No | < 6 months | System |  | Components of hydraulic systems, facilitating the transport and control of fluid. The pipes, whether rigid or flexible and convey hydraulic fluid between system components. Fittings, such as connectors, adapters, and couplings, are used to securely join pipes together or connect them to hydraulic equipment, ensuring proper fluid flow and system functionality.
Hydraulics | N/A | Pressure gauge/pipework | N/A | Hydraulics | Pipework Accessories | Pressure Gauge |  | HY-PA-PG | Low | Single Space | No | < 6 months | System | Pressure meter Pressure indicator | A measuring instrument inserted into the pipework used to monitor and display the pressure of fluids in hydraulic systems. | Miscellaneous Asset
Hydraulics | N/A | Pressure Vessel | N/A | [5 empty] | Low | Multi Space Single Floor | No | < 6 months | System |  |  | Building Services Asset
Hydraulics | N/A | Pump | Sewer | Hydraulics | Pumps |  |  | HY-Pu | Medium | Multi Space Multi Floor | No | < 6 months | Discrete |  | A mechanical device designed to move water from one location to another. It creates pressure and forces water through the plumbing pipes, ensuring a steady flow of water for various applications. | Building Services Asset
Hydraulics | N/A | Pump | Cold Water | Hydraulics | Pumps |  |  | HY-Pu | Medium | Multi Space Multi Floor | No | < 6 months | Discrete |  | A mechanical device designed to move water from one location to another in a Hydraulic system. It creates pressure and forces water through the plumbing pipes, ensuring a steady flow of water for various applications. | Building Services Asset
Hydraulics | N/A | Pump | Domestic Hot Water | Hydraulics | Pumps |  |  | HY-Pu | Medium | Multi Space Multi Floor | No | < 6 months | Discrete |  | A mechanical device designed to move water from one location to another in a Hydraulic system. It creates pressure and forces water through the plumbing pipes, ensuring a steady flow of water for various applications. | Building Services Asset
Hydraulics | N/A | Pump | N/A | Hydraulics | Pumps |  |  | HY-Pu | Medium | Multi Space Multi Floor | No | < 6 months | Discrete |  | A mechanical device designed to move water from one location to another in a Hydraulic system. It creates pressure and forces water through the plumbing pipes, ensuring a steady flow of water for various applications. | Building Services Asset
Hydraulics | N/A | Pump | Rainwater | Hydraulics | Pumps |  |  | HY-Pu | Medium | Multi Space Multi Floor | No | < 6 months | Discrete |  | A mechanical device designed to move water from one location to another in a Hydraulic system. It creates pressure and forces water through the plumbing pipes, ensuring a steady flow of water for various applications. | Building Services Asset
Hydraulics | N/A | Pump | Stormwater | Hydraulics | Pumps |  |  | HY-Pu | Medium | Multi Space Multi Floor | No | < 6 months | Discrete |  | A mechanical device designed to move water from one location to another in a Hydraulic system. It creates pressure and forces water through the plumbing pipes, ensuring a steady flow of water for various applications. | Building Services Asset
Hydraulics | N/A | Regulator | N/A | Hydraulics | Gas Valve | Regulator |  | HY-GV-Re | Low | Multi Space Single Floor | No | < 6 months | Zone |  | A device used to control and maintain a consistent pressure of gas within a gas supply system. It reduces the high-pressure gas from a supply source to a lower, safer, and more manageable pressure for use in appliances or other applications. | Miscellaneous Asset
Hydraulics | N/A | Reverse Osmosis System | N/A | Hydraulics | Potable Water Units | Water Filter Unit | Reverse Osmosis | HY-PWU-WFU-RO | Medium | Multi Space Multi Floor | No | < 6 months | Discrete |  | A water treatment technology that employs a semi-permeable membrane to remove a wide range of impurities from water. It operates by applying pressure to the water, forcing it through the membrane and leaving behind contaminants such as dissolved solids, chemicals, and microorganisms. | Building Services Asset
Hydraulics | N/A | Riser | N/A | [5 empty] | Low | Single Space | No | < 6 months | Discrete
Hydraulics | N/A | Safety Shower | N/A | Hydraulics | Safety | Emergency Shower |  | HY-Sa-ES | Medium | Single Space | Yes | < 6 months | Zone | Safety shower Drench shower Emergency shower Safety drench shower Safety deluge shower Emergency body wash station | A safety fixture designed to provide immediate and thorough rinsing of the body in the event of chemical exposure or other hazardous situations. | Miscellaneous Asset
Hydraulics | N/A | Sink | N/A | Hydraulics | Sinks |  |  | HY-Si | Low | Single Space | No | < 6 months | Zone | Basin | A basin or bowl-shaped structure with a drain. | Miscellaneous Asset
Hydraulics | N/A | Sink | Cleaner | Hydraulics | Sinks | Cleaners Sink with Grate |  | HY-Si-CSWG | Low | Single Space | No | < 6 months | Zone | Basin | A specialized type of sink designed for specific cleaning and maintenance tasks in commercial or industrial settings with a built in grate.. It is larger and more durable than typical sinks and is equipped with features to handle heavy-duty cleaning operations. Cleaner's sinks often have a deep basin, sturdy construction, and may include additional elements like a hose attachment or built-in storage for cleaning supplies. | Miscellaneous Asset
Hydraulics | N/A | Sink | Dental | Medical & Laboratory Equipment | Dental Spittoon |  |  | MLE-DS | Medium | Single Space | Yes | < 6 months | Discrete | Dental Sink Dental Cuspidor Dental Bowl | A specialized sink or basin used in dental offices and clinics for patients to rinse and spit out fluids during dental procedures. I | Miscellaneous Asset
Hydraulics | N/A | Tank | Gas | Hydraulics | Bulk Gas Tank |  |  | HY-BGT | Medium | Site Wide | No | 6 - 12 months | Discrete |  | A fixed pressure vessel for bulk storage and containment of gases at above atmospheric pressure. | Building Services Asset
Hydraulics | N/A | Tank | N/A | Hydraulics | Tanks |  |  | HY-Ta | Medium | Site Wide | No | 6 - 12 months | Discrete | Container Vessel | A container or storage vessel that holds fluids in a hydraulic system | Building Services Asset
Hydraulics | N/A | Tank | Break Tank | Hydraulics | Tank | Break |  | Hy-Ta-Br | Medium | Site Wide | No | 6 - 12 months | Discrete |  | A non-pressurized, closed water tank, with an air gap to ensure zero backflow. | Building Services Asset
Hydraulics | N/A | Tank | Rainwater Recycling | Hydraulics | Tanks | Rainwater |  | HY-Ta-Ra | Medium | Site Wide | No | 6 - 12 months | Discrete | Rain barrel Rainwater harvesting tank Rainwater storage tank Rainwater collection tank | A container used to collect and store rainwater runoff from rooftops or other surfaces. It is typically connected to a downspout or gutter system to capture the rainwater and store it for later use. | Building Services Asset
Hydraulics | N/A | Tank | Stormwater Harvesting | Hydraulics | Tanks | Stormwater |  | HY-Ta-St | Medium | Site Wide | No | 6 - 12 months | Discrete | Detention Tank | A container used to collect and store stormwater runoff from rooftops or other surfaces. It is typically connected to a downspout or gutter system to capture the stormwater and manage water runoff during storm or high rainfall events | Building Services Asset
Hydraulics | N/A | Tank | Trade Waste Treatment | Waste | Waste Water | Holding Tanks | Trade Waste | WA-WW-HT-TW | Medium | Site Wide | No | 6 - 12 months | Discrete |  | A container or reservoir that to collect and temporarily store waste water before it is discharged to sewer from a commercial or industrial premise, that has, or has the capacity to have, a waste strength higher than normal domestic wastewater. | Building Services Asset
Hydraulics | N/A | Tank | Treated Waste Water | Waste | Waste Water | Holding Tanks | Treated Waste Water | WA-WW-HT-TWW | Medium | Site Wide | No | 6 - 12 months | Discrete |  | A container or reservoir used to store waste water that has undergone some form of treatment or purification process. This type of tank is typically used in waste water treatment plants or other facilities where wastewater is treated to remove contaminants before disposal or reuse. | Building Services Asset
Hydraulics | N/A | Tank | Storage | [5 empty] | Medium | Site Wide | No | 6 - 12 months | Discrete |  |  | Building Services Asset
Hydraulics | N/A | Tempering Mixing Valve | N/A | Hydraulics | Valves | Tempering Valves |  | HY-Va-TV | Medium | Single Space | Yes | < 6 months | Zone |  | A device used to regulate and control the temperature of water by blending hot and cold water supplies. It ensures that the delivered water is at a safe and consistent temperature, preventing scalding or discomfort. | Building Services Asset
Hydraulics | N/A | Thermostatic Mixer Valve | Domestic Hot Water | Hydraulics | Valves | Thermostatic Mixing Valves |  | HY-Va-TMV | Medium | Single Space | Yes | < 6 months | Zone |  | A device used to regulate and control the temperature of water by blending hot and cold water supplies. It ensures that the delivered water is at a safe and consistent temperature, preventing scalding or discomfort. | Building Services Asset
Hydraulics | N/A | Thermostatic Mixer Valve | N/A | Hydraulics | Valves | Thermostatic Mixing Valves |  | HY-Va-TMV | Medium | Single Space | Yes | < 6 months | Zone |  | A device used to regulate and control the temperature of water by blending hot and cold water supplies. It ensures that the delivered water is at a safe and consistent temperature, preventing scalding or discomfort. | Building Services Asset
Hydraulics | N/A | Variable Speed Drives | N/A | Hydraulics | Electric Motor Starters and Drives | Variable Speed Drives |  | HY-EMS-VSD | Low | Single Space | No | < 6 months | System |  |  | Building Services Asset
Hydraulics | N/A | Waste Water Treatment | N/A | [5 empty] | Medium | Site Wide | No | 6 - 12 months | Zone
Hydraulics | N/A | Water Filtration and Dispenser | N/A | Hydraulics | Potable Water Units | Water Filter Unit |  | HY-PWU-WFU | Low | Single Space | No | < 6 months | System | Drinking water filter Water purification system Water filtration unit Portable water purifier Water treatment device Potable water filtration system Drinking water purifier Water filter system | A device or system that removes impurities and contaminants from water, making it safe for drinking or other potable uses. It utilizes various filtration technologies to eliminate harmful particles, bacteria, chemicals, and odors, improving the water's quality and taste. These units can take the form of countertop filters, under-sink filters, pitcher filters, or whole-house filtration systems and are designed to meet recognized drinking water standards. | Building Services Asset
Hydraulics | N/A | Water Fountain | N/A | Hydraulics | Potable Water Units | Drinking Fountain |  | HY-PWU-DF | Low | Single Space | No | < 6 months | Zone | Water dispenser Drinking water fountain Public water fountain Bottle filler station Water station Water cooler Mains-fed water fountain Plumbed water fountain Hydration station Refill station | A fixture that is fixed in place and designed to provide a continuous flow of potable water for drinking purposes. The fountain is directly connected to the building's water supply system, ensuring a constant source of fresh water that is readily accessible to individuals for hydration. | Building Services Asset
Hydraulics | N/A | Water Management System | N/A | [5 empty] | Medium | Site Wide | No | 6 - 12 months | System
Hydraulics | N/A | Water Softener | N/A | Hydraulics | Water Treatment | Water Softener |  | HY-WT-WS | Medium | Multi Space Multi Floor | No | < 6 months | System | Water conditioner Water descaler Water deionizer Ion exchange system Water treatment system Water softening system Water purifier Water decalcifier Water demineraliser Water hardness reducer | A device or system used to treat hard water by removing mineral ions, primarily calcium and magnesium. | Miscellaneous Asset
Land | N/A | Land | N/A
Mechanical | N/A | Air Conditioning Unit | N/A | Mechanical | Air Conditioner Fan Coil Unit | DX |  | ME-ACFCU-DX | Low | Single Space | No | < 6 months | Zone | Split air conditioner Room air conditioner | The indoor unit of a split system air conditioning unit. The indoor unit, typically installed inside a room or building, contains the evaporator coil, fan, and air filter. The indoor unit is connected to the outdoor unit via refrigerant lines to provide cooling or heating to the space. | Building Services Asset
Mechanical | N/A | Air Conditioning Unit | Computer Room | Mechanical | Process/Precision Air Conditioner |  |  | ME-PAC | Medium | Single Space | Yes | < 6 months | Zone | CRAC Computer Room A/C Unit | A specialized cooling system designed to maintain precise temperature and humidity levels in sensitive environments, such as data centres and server rooms. It provides precise control over cooling capacity, airflow, and filtration to ensure optimal conditions for equipment operation. | Building Services Asset
Mechanical | N/A | Air Handling Unit | N/A | Mechanical | Air Handling Unit |  |  | ME-AHU | Medium | Multi Space Multi Floor | No | 6 - 12 months | Discrete | AHU Air handler | A device used to regulate and circulate air as part of a heating, ventilating, and air-conditioning system. An air handler is usually a large metal box containing a fan/blower, coils, filters, sound attenuators, and dampers. | Building Services Asset
Mechanical | N/A | Air Terminal | N/A | Mechanical | Air Terminal Units |  |  | ME-ATU | Low | Single Space | No | 6 - 12 months | Zone | Variable Air Volume Box VAV Box Constant Air Volume Box | A small unit that contains a heating and/or cooling coil, automatic damper, or some combination of the three. Used to control the temperature of a single room. | Miscellaneous Asset
Mechanical | N/A | Alarm System | N/A | [5 empty] | Low | Single Space | No | < 6 months | System |  |  | Systems Asset
Mechanical | N/A | Blower | N/A | Mechanical | Fans |  |  | ME-Fa | Medium | Multi Space Single Floor | Yes | < 6 months | Discrete | Air blower Fan | A device used to generate a high volume of air by rotating impellers or blades. It is typically driven by an electric motor. | Building Services Asset
Mechanical | N/A | Boiler | N/A | Mechanical | Boiler |  |  | ME-Bo | Medium | Site Wide | No | +12 months | Discrete |  | A device used to generate heat or hot water by burning fuel, typically gas, oil, or biomass, in a combustion chamber. The heat produced by the boiler is transferred to water or a heat transfer fluid, which is then circulated to provide heating or hot water for various applications, typically where temperatures exceed 100 degrees Celsius | Building Services Asset
Mechanical | N/A | Boiler | Hot Water | Mechanical | Boiler | High Temperature Heating Hot Water |  | ME-Bo-HTHHW | Medium | Site Wide | No | +12 months | Discrete | High-temperature hot water boiler Industrial hot water boiler Process heating boiler Hot water furnace Industrial heating boiler High-temperature water boiler High-temperature water heating unit | A specialized type of boiler designed to provide hot water for high-temperature heating applications. It utilizes a combustion process to generate heat, which is transferred to the water to produce hot water at elevated temperatures. | Building Services Asset
Mechanical | N/A | Boiler | Steam | Mechanical | Boiler | Steam |  | ME-Bo-St | Medium | Site Wide | No | +12 months | Discrete | Steam generator Steam boiler system Industrial steam boiler High-pressure steam boiler Steam furnace | A device that generates steam through the combustion of fuel, typically using oil, gas, or coal. The steam produced is used for various applications, such as heating, power generation, or industrial processes that require high-temperature steam. | Building Services Asset
Mechanical | N/A | Building Management System | N/A | Building Management and Control |  |  |  | BMC | Medium | Site Wide | No | 6 - 12 months | System | Building Automation System (BAS) Building Control System Building Operations System Building Energy Management System (BEMS) Building Monitoring and Control System Building Supervisory Control System | A centralized control system that oversees and regulates various building systems such as HVAC and other mechanical systems, often with interfaces to other systems including lighting, security, fire and hydraulics. It enhances operational efficiency, occupant comfort, and safety by integrating and automating the management of these systems within a facility. | Systems Asset
Mechanical | N/A | Calorifier | N/A | Mechanical | Calorifier |  |  | ME-CL | Medium | Multi Space Multi Floor | No | < 6 months | Discrete | Hot water storage tank Hot water cylinder Water heater Water storage vessel Domestic hot water tank Calorifier vessel | A device used to store and heat water for domestic or commercial purposes. It typically consists of a tank or cylinder that uses the principle of heat exchange either by hot water or by steam through convection to heat the water it contains, to raise the water temperature. This asset is typically installed and maintained by a mechanical contractor. | Building Services Asset
Mechanical | N/A | Chiller | N/A | Mechanical | Chiller |  |  | ME-Chr | Medium | Site Wide | No | +12 months | Discrete |  | A refrigeration system that is designed to cool fluid or air for HVAC purposes by removing heat by circulating a refrigerant through a compressor, condenser, expansion valve, and evaporator. | Building Services Asset
Mechanical | N/A | Chiller | Air Cooled | Mechanical | Chiller | Air Cooled |  | ME-Chr-AC | Medium | Site Wide | No | +12 months | Discrete |  |  | Building Services Asset
Mechanical | N/A | Compressor | Air Compressor | Mechanical | Air Compressor |  |  | ME-ACPR | Low | Multi Space Single Floor | No | < 6 months | System | Pneumatic compressor Compressed air unit Air compression unit | A device that converts power, typically from an electric motor or an internal combustion engine, into potential energy stored in compressed air. It draws in ambient air and compresses it to a higher pressure. | Building Services Asset
Mechanical | N/A | Compressor | N/A | Mechanical | Air Compressor |  |  | ME-ACPR | Low | Multi Space Single Floor | No | < 6 months | System | Pneumatic compressor Compressed air unit Air compression unit | A device that converts power, typically from an electric motor or an internal combustion engine, into potential energy stored in compressed air. It draws in ambient air and compresses it to a higher pressure. | Building Services Asset
Mechanical | N/A | Compressor | Medical Air Compressor | Medical Gases | Medical Air Compressor |  |  | MG-MAC | Medium | Multi Space Single Floor | Yes | < 6 months | System | Medical-grade air compressor Healthcare air compressor Medical air supply unit Hospital air compressor | A device specifically designed to supply compressed air that meets the quality standards required for medical applications. It is used in healthcare facilities to generate a clean and consistent source of compressed air for various medical purposes, such as respiratory therapy, surgical tools, and medical equipment. | Building Services Asset
Mechanical | N/A | Compressor | Condensed Water | [5 empty] | Low | Single Space | No | < 6 months | Discrete |  |  | Building Services Asset
Mechanical | N/A | Condenser | N/A | Mechanical | Air Conditioner Condenser |  |  | ME-ACC | Low | Single Space | No | < 6 months | Zone | Condensing unit Outdoor unit AC condenser Air conditioner condenser | A key component of an air conditioning system that helps remove heat from indoor air. It is typically located outside the building and works by compressing refrigerant gas to release heat energy, allowing the refrigerant to cool down and condense into a liquid state. | Building Services Asset
Mechanical | N/A | Control Panel | N/A | [5 empty] | Low | Single Space | No | < 6 months | Discrete |  |  | Building Services Asset
Mechanical | N/A | Controller | N/A | [5 empty] | Low | Single Space | No | < 6 months | Zone |  |  | Building Services Asset
Mechanical | N/A | Controller | Pump | [5 empty] | Low | Single Space | No | < 6 months | Discrete |  |  | Building Services Asset
Mechanical | N/A | Cooling Tower | N/A | Mechanical | Cooling Tower |  |  | ME-CT | Medium | Site Wide | No | +12 months | Discrete |  | A cooling tower is designed to remove heat from a building or facility by spraying water down through the tower to exchange heat into the inside of the building | Building Services Asset
Mechanical | N/A | Cooling Tower/Adiabatic Cooler | N/A | Mechanical | Closed Circuit Fluid Cooler | Adiabatic |  | ME-CCFC-Ad | Medium | Site Wide | No | +12 months | Discrete | Adiabatic Cooling Towers Hybrid Fluid Coolers Evaporative Fluid Coolers Closed Loop Adiabatic Coolers | A heat exchanger system that efficiently cools fluids. It combines closed loop circulation of fluids to prevent contamination and water loss with adiabatic cooling, where water is evaporated within the closed loop to lower the fluid temperature. This enables energy-efficient cooling while minimizing water consumption in various applications. | Building Services Asset
Mechanical | N/A | Damper | N/A | Mechanical | Damper |  |  | ME-Da | Low | Single Space | No | < 6 months | Zone |  | A device used to control or regulate the flow of air or gas within a duct or ventilation system. It consists of a movable plate or blade that can be adjusted to restrict or allow the passage of air. | Miscellaneous Asset
Mechanical | N/A | Damper | Smoke Control Damper | Mechanical | Damper | Motorised Fire Smoke Damper |  | ME-Da-MFSD | Medium | Single Space | Yes | < 6 months | Zone |  | A specialized damper designed to prevent the spread of fire and smoke through ductwork in buildings. It incorporates a motorized actuator for automatic operation and is typically installed in HVAC systems or ventilation systems where fire and smoke containment is critical. These dampers are constructed with fire-resistant materials and are activated by fire alarm systems or smoke detectors. | Building Services Asset
Mechanical | N/A | Diffuser | N/A | Mechanical | Air Distribution Products | Supply Air Diffuser |  | ME-ADP-SAD | Low | Single Space | No | < 6 months | Zone | Supply grille Supply vent Supply register Supply diffuser | A component of an HVAC system that delivers conditioned air from the supply ducts into the occupied space. It is typically a vent or grille located on walls, ceilings, or floors, and it is designed to distribute air evenly throughout the area. The grille may feature adjustable louvers or dampers to control the direction and volume of airflow. | Miscellaneous Asset
Mechanical | N/A | Dosing | N/A | Mechanical | Water Treatment and Filtration | Chemical Dosing Pot |  | ME-WT-CDP | Medium | Site Wide | No | < 6 months | System | Chemical dosing tank Chemical feed pot | A vessel or container used in a mechanical system to safely and accurately introduce chemicals into a system | Building Services Asset
Mechanical | N/A | Ducted Cassette | N/A | Mechanical | Fan Coil Units | Ducted |  | ME-FCU-Du | Low | Single Space | No | < 6 months | Zone | Ducted Terminal unit | A type of fan coil unit that is designed to be connected to a ductwork system for centralized heating and cooling. It consists of a heating and/or cooling coils, a fan, and a housing, and is installed in a concealed location such as a ceiling or a false ceiling. The unit draws air from the ducts, conditions it by heating or cooling, and then delivers the conditioned air back into the ductwork for distribution throughout the room/space. | Building Services Asset
Mechanical | N/A | Electric Radiator | N/A | Mechanical | Radiators | Electric Panel |  | ME-Ra-EP | Low | Single Space | No | < 6 months | Zone | Electric heating panel Electric heating unit Electric thermal radiator | A standalone heating device that uses electricity as its energy source to generate heat. It typically consists of heating elements, often made of metal, that are heated up when an electric current passes through them. | Building Services Asset
Mechanical | N/A | Evaporative Cooler | N/A | Mechanical | Evaporative Cooler |  |  | ME-EC | Low | Multi Space Single Floor | No | 6 - 12 months | Discrete | Swamp cooler Desert cooler Air cooler Evaporative air conditioner Wet air cooler | A cooling device that uses the natural process of evaporation to lower the temperature of the air. It consists of a fan, water reservoir, and evaporative pads. The fan draws warm air through the wet pads, causing the water to evaporate and cool the air before it is circulated back into the room. | Building Services Asset
Mechanical | N/A | Exhaust | N/A | Mechanical | Kitchen Exhaust Hood |  |  | ME-KEH | Medium | Single Space | Yes | < 6 months | Zone | Range hood Cooker hood Extractor hood Vented hood Kitchen hood Cooking hood Overhead hood | A mechanical device installed above a kitchen stove or cooktop to remove airborne grease, smoke, heat, and odors produced during cooking. It typically contains a fan or blower that draws in the polluted air and directs it through ductwork to the exterior of the building, effectively venting it outside. Kitchen exhaust hoods play a crucial role in maintaining a clean and safe kitchen environment while improving indoor air quality. | Systems Asset
Mechanical | N/A | Fan | N/A | Mechanical | Fans |  |  | ME-Fa | Medium | Multi Space Multi Floor | No | < 6 months | Discrete | Air blower Fan | A device used to generate a high volume of air by rotating impellers or blades. It is typically driven by an electric motor. | Building Services Asset
Mechanical | N/A | Fan Coil Unit | N/A | Mechanical | Fan Coil Units |  |  | ME-FCU | Low | Single Space | No | < 6 months | System | Terminal unit | A device used for heating and cooling in HVAC systems. It consists of a coil, a fan, and a housing, and is typically installed in individual rooms or spaces. The fan coil unit circulates air across the coil, where it is either heated or cooled, and then delivers the conditioned air into the room. | Building Services Asset
Mechanical | N/A | Fuel system | N/A | [5 empty] | Low | Single Space | No | 6 - 12 months | Discrete |  |  | Building Services Asset
Mechanical | N/A | Grille | N/A | Mechanical | Air Distribution Products | Relief/Return Air Grille |  | ME-ADP-RAG | Low | Single Space | No | < 6 months | Zone | Return grille Return vent Return register Return air diffuser | A component of an HVAC system that allows air to flow back to the return ducts from the occupied space. It is typically a vent or grille located on walls, ceilings, or floors, and it is designed to provide a pathway for air to return to the HVAC system for recirculation and filtration. The grille may feature adjustable louvers or dampers to control the airflow and balance the system. | Miscellaneous Asset
Mechanical | N/A | Header Arrangment | Heating Hot Water | [5 empty] | Low | Single Space | No | 6 - 12 months | System
Mechanical | N/A | Heat Exchanger | N/A | Mechanical | Heat Exchanger |  |  | ME-HE | Medium | Multi Space Multi Floor | No | 6 - 12 months | Discrete |  | A device designed to transfer heat between two fluids without mixing them. It utilizes a solid barrier or surface to facilitate the exchange of thermal energy between the fluids | Building Services Asset
Mechanical | N/A | Heat Exchanger | Air | Mechanical | Heat Exchanger | Air to air |  | ME-HE-ATA | Medium | Multi Space Multi Floor | No | 6 - 12 months | Discrete | Air-to-air heat recovery unit Heat recovery ventilator (HRV) Energy recovery ventilator (ERV) Heat exchange ventilation system Air-to-air heat exchanger system Air-to-air heat recovery system Air exchanger Air heat recovery unit Cross-flow heat exchanger | A device that transfers heat between two separate airstreams. It allows for the exchange of thermal energy from the exhaust air to the incoming fresh air. The heat exchanger consists of a series of plates or a heat recovery wheel that facilitates efficient heat transfer between the air streams. | Building Services Asset
Mechanical | N/A | Heat Exchanger | Heating Hot Water | Mechanical | Heat Exchanger | Fluid to fluid |  | ME-HE-FTF | Medium | Multi Space Multi Floor | No | 6 - 12 months | Discrete | Fluid-to-fluid heat exchanger Liquid-to-liquid heat exchanger | A device designed to transfer heat between two different fluids, such as water, oil, or a refrigerant. It facilitates the exchange of thermal energy from one fluid to another without direct contact between the two fluids. The heat exchanger typically consists of tubes or plates that enable efficient heat transfer between the fluid streams. | Building Services Asset
Mechanical | N/A | Heat Exchanger | Steam | Mechanical | Heat Exchanger | Steam to fluid |  | ME-HE-STF | Medium | Multi Space Multi Floor | No | 6 - 12 months | Discrete | Steam-to-liquid heat exchanger Steam interchanger Steam heat transfer unit Steam-to-fluid converter Steam-to-liquid exchanger Steam-to-water exchanger | A device that transfers heat between steam and a fluid (such as water, oil, or a refrigerant). It enables the transfer of thermal energy from the steam to the fluid, allowing for heating or cooling applications. The heat exchanger typically consists of tubes or plates to facilitate efficient heat transfer between the steam and the fluid. | Building Services Asset
Mechanical | N/A | Hood | N/A | [5 empty] | Low | Single Space | No | < 6 months | Zone
Mechanical | N/A | Hot Water Boost | N/A | Mechanical | Pumps | Centrifugal in line |  | ME-Pu-CIL | Medium | Multi Space Multi Floor | No | < 6 months | Discrete | In-line booster pump In-line booster pump | A type of pump used for fluid transfer and circulation in various applications. Installed in-line with the piping, it utilizes centrifugal force to generate pressure and move the fluid through the system. | Building Services Asset
Mechanical | N/A | Humidifier | N/A | Mechanical | Humidifier |  |  | ME-Hu | Medium | Multi Space Multi Floor | No | < 6 months | Discrete |  | A device used to increase the humidity level in indoor spaces by adding moisture to the air. It typically consists of a water reservoir, a mechanism to disperse the water vapor, and controls to regulate humidity levels. | Building Services Asset
Mechanical | N/A | Hydronic Seperator | N/A | Mechanical | Water Treatment and Filtration | Air-Dirt Separator |  | ME-WT-AS | Medium | Multi Space Multi Floor | No | +12 months | System |  | A device used in mechanical HVAC systems to remove dirt, debris, and air bubbles from the circulating water or air. It operates by utilizing centrifugal force or filtration mechanisms to separate and collect these impurities. | Building Services Asset
Mechanical | N/A | Isolation Valve | Gas | Mechanical | Gas Valve | Isolation |  | ME-GV-Is | Low | Single Space | No | < 6 months | Zone | Gas shut-off valve Gas stop valve Gas line valve | A device used to control the flow of gas in a plumbing or gas distribution system. It is typically installed at key points in the gas pipeline to allow for shutting off the gas supply in case of emergencies, maintenance, or repairs. | Building Services Asset
Mechanical | N/A | Isolation Valve | N/A | Mechanical | Valves | Isolation |  | ME-Va-Is | Low | Single Space | No | < 6 months | System | Shut-off valve Service valve Stop valve | A type of valve used to control the flow of fluid or gas within a mechanical system. It is typically placed at specific points in a mechanical piping systems to isolate or shut off the flow of water or other fluids for maintenance, repairs, or emergencies. Isolation valves are designed to provide a reliable means of stopping or regulating the flow, allowing for convenient control and maintenance of the system. | Building Services Asset
Mechanical | N/A | Manifold | Medical Gas | Medical Gases | Manifolds |  |  | MG-Ma | Medium | Multi Space Single Floor | Yes | < 6 months | System | Medical gas distribution system Medical gas control panel | A system used in healthcare facilities to control and distribute medical gases to various points of use. It consists of a central control panel with multiple gas outlets and valves, allowing for the regulated supply of gases such as oxygen, nitrous oxide, and medical air | Building Services Asset
Mechanical | N/A | Master Alarm Panel | N/A | Building Management and Control | Controls Equipment Panel | Alarm Panel |  | BMC-ConEP-AP | Low | Single Space | No | < 6 months | System | Mechanical System Monitoring Panel Equipment Alarm Panel Mechanical Fault Detection Panel Equipment Monitoring and Alarm Panel Mechanical System Alarm Console Machine Fault Indicator Panel Equipment Status and Alert Panel | A central control unit designed to monitor and provide alerts for mechanical systems in a building or facility. It typically includes sensors, indicators, and audible alarms to notify operators or maintenance personnel about potential issues or malfunctions in systems such as HVAC, pumps, motors, or other mechanical equipment. | Building Services Asset
Mechanical | N/A | Medical Gas Panel | N/A | Medical Gases | Medical Gas Alarm Panel |  |  | MG-MGAP | Medium | Multi Space Single Floor | Yes | < 6 months | Zone | Medical gas alarm system Medical gas monitoring panel Medical gas safety panel Medical gas alert panel | A monitoring and alert system used in healthcare facilities to ensure the safety and proper functioning of medical gas supply systems. It continuously monitors the pressure and flow of various medical gases, such as oxygen, nitrous oxide, and medical air, and provides visual and audible alarms to alert healthcare personnel in case of abnormal conditions, such as low pressure or gas leakages, requiring immediate attention and intervention. | Building Services Asset
Mechanical | N/A | Packaged Air Conditioning | N/A | Mechanical | Air Conditioning Unit | Packaged DX |  | ME-ACU-PDX | Low | Multi Space Single Floor | No | < 6 months | Discrete | Packaged air conditioner Packaged AC unit Rooftop unit (RTU) Rooftop air handler | A self-contained HVAC system that combines multiple components, including the compressor, condenser, evaporator, and air handling unit, into a single package. It is typically installed outside the building and provides both cooling and heating functions for the space it serves. | Building Services Asset
Mechanical | N/A | Panel | Heating Hot Water | Mechanical | Radiators | Heating Water |  | ME-Ra-HW | Low | Multi Space Single Floor | No | < 6 months | Zone | Radiator Panel | A specific type of radiator design that consists of a flat panel with a series of fins or tubes using heated hot water for heat exchange. It is commonly used in heating systems to provide efficient heat transfer and distribution. | Building Services Asset
Mechanical | N/A | Panel | Hydronic | Mechanical | Radiators | Heating Water |  | ME-Ra-HW | Low | Multi Space Single Floor | No | < 6 months | Zone | Radiator Panel | A specific type of radiator design that consists of a flat panel with a series of fins or tubes using heated hot water for heat exchange. It is commonly used in heating systems to provide efficient heat transfer and distribution. | Building Services Asset
Mechanical | N/A | Panel | N/A | [5 empty] | Low | Single Space | No | < 6 months | System
Mechanical | N/A | Pipework | Heating Hot Water | Mechanical | Pipe and Fittings |  |  | ME-PAF | Low | Single Space | No | 6 - 12 months | System |  | Components of mechanical systems, facilitating the transport and control of fluid. The pipes, whether rigid or flexible and convey mechanical fluid between system components. Fittings, such as connectors, adapters, and couplings, are used to securely join pipes together or connect them to hydraulic equipment, ensuring proper fluid flow and system functionality. | Systems Asset
Mechanical | N/A | Pipework | N/A | Mechanical | Pipe and Fittings |  |  | ME-PAF | Low | Single Space | No | 6 - 12 months | System |  | Components of mechanical systems, facilitating the transport and control of fluid. The pipes, whether rigid or flexible and convey mechanical fluid between system components. Fittings, such as connectors, adapters, and couplings, are used to securely join pipes together or connect them to hydraulic equipment, ensuring proper fluid flow and system functionality. | Systems Asset
Mechanical | N/A | Pneumatic Tube System | N/A | Vertical Transportation | Pneumatic Tube System |  |  | VT-PTS | Medium | Multi Space Multi Floor | No | 6 - 12 months | System | Air tube system Vacuum tube transport | A network of tubes used for transporting solid objects, documents, or samples through air pressure. It involves the use of a pneumatic compressor to create air pressure differentials, propelling the objects through the tubes from one location to another. | Systems Asset
Mechanical | N/A | Pool Water Heater | Hydrotherapy | Spas and Pools | Pool Heater |  |  | SP-PH | Low | Single Space | No | 6 - 12 months | Discrete | Pool heater Pool heat pump Pool heating system Pool water warming unit | A device used to heat the water in a swimming pool, | Building Services Asset
Mechanical | N/A | Pool Water Heater | N/A | Spas and Pools | Pool Heater |  |  | SP-PH | Low | Single Space | No | 6 - 12 months | Discrete |  |  | Building Services Asset
Mechanical | N/A | Pump | Chilled Water | Mechanical | Pumps |  |  | ME-Pu | Medium | Multi Space Multi Floor | No | < 6 months | Discrete |  | A mechanical device designed to move water from one location to another in a mechanical system. It creates pressure and forces water through the plumbing pipes, ensuring a steady flow of water for various applications. | Building Services Asset
Mechanical | N/A | Pump | Component Cooling Water | Mechanical | Pumps |  |  | ME-Pu | Medium | Multi Space Multi Floor | No | < 6 months | Discrete |  | A mechanical device designed to move water from one location to another in a mechanical system. It creates pressure and forces water through the plumbing pipes, ensuring a steady flow of water for various applications. | Building Services Asset
Mechanical | N/A | Pump | Heating Hot Water | Mechanical | Pumps |  |  | ME-Pu | Medium | Multi Space Multi Floor | No | < 6 months | Discrete |  | A mechanical device designed to move water from one location to another in a mechanical system. It creates pressure and forces water through the plumbing pipes, ensuring a steady flow of water for various applications. | Building Services Asset
Mechanical | N/A | Pump | Steam | Mechanical | Pumps |  |  | ME-Pu | Medium | Multi Space Multi Floor | No | < 6 months | Discrete |  | A mechanical device designed to move water from one location to another in a mechanical system. It creates pressure and forces water through the plumbing pipes, ensuring a steady flow of water for various applications. | Building Services Asset
Mechanical | N/A | Pump | N/A | Mechanical | Pumps |  |  | ME-Pu | Medium | Multi Space Multi Floor | No | < 6 months | Discrete |  | A mechanical device designed to move water from one location to another in a mechanical system. It creates pressure and forces water through the plumbing pipes, ensuring a steady flow of water for various applications. | Building Services Asset
Mechanical | N/A | Radiator | N/A | Mechanical | Radiators |  |  | ME-Ra | Low | Single Space | No | < 6 months | Zone | Flat panel radiator Panel-style radiator Compact radiator Slimline radiator Low-profile radiator Designer radiator panel Vertical panel radiator Horizontal panel radiator Wall-mounted panel radiator Slim radiator panel | A specific type of radiator design that consists of a flat panel with a series of fins or tubes for heat exchange. It is commonly used in heating systems to provide efficient heat transfer and distribution. | Building Services Asset
Mechanical | N/A | Split System | N/A | Mechanical | Air Conditioner Fan Coil Unit | DX |  | ME-ACFCU-DX | Low | Single Space | No | < 6 months | Zone | Split air conditioner Room air conditioner | The indoor unit of a split system air conditioning unit. The indoor unit, typically installed inside a room or building, contains the evaporator coil, fan, and air filter. The indoor unit is connected to the outdoor unit via refrigerant lines to provide cooling or heating to the space. | Building Services Asset
Mechanical | N/A | Suction | N/A | Medical Gases | Medical Suction | Vacuum Pump |  | MG-MS-VP | High | Multi Space Multi Floor | Yes | < 6 months | Discrete | Medical suction pump Surgical vacuum pump Healthcare vacuum system Medical vacuum unit Hospital vacuum pump Clinical vacuum system | A device used in healthcare settings to generate a controlled vacuum for suctioning fluids and gases during medical procedures. | Building Services Asset
Mechanical | N/A | Tank | N/A | Mechanical | Tanks |  |  | ME-Ta | Medium | Multi Space Multi Floor | No | 6 - 12 months | Discrete |  |  | Building Services Asset
Mechanical | N/A | Tank | Storage | Mechanical | Tanks | Storage |  | ME-Ta-St | Medium | Multi Space Multi Floor | No | 6 - 12 months | Discrete |  |  | Building Services Asset
Mechanical | N/A | Vacuum | N/A | [5 empty] | Medium | Multi Space Multi Floor | No | < 6 months | Discrete |  |  | Building Services Asset
Mechanical | N/A | Vacuum Insulated Evaporator | N/A | Medical Gases | Tanks | Vacuum Insulated Evaporator |  | MG-Ta-VIE | High | Multi Space Multi Floor | Yes | 6 - 12 months | Discrete | VIE | A form of pressure vessel that allows the bulk storage of cryogenic liquids including oxygen, nitrogen and argon. | Building Services Asset
Mechanical | N/A | Vacuum Pump | N/A | Mechanical | Vacuum Pump |  |  | ME-VP | Low | Multi Space Single Floor | No | < 6 months | Discrete |  | A device used to create or maintain a vacuum within a closed system by removing gas or air molecules. It operates by mechanically drawing or pushing the gas out of the system, creating a partial or near-total vacuum. | Building Services Asset
Mechanical | N/A | Variable Refrigerant Flow | N/A | [5 empty] | Low | Multi Space Single Floor | No | < 6 months | System
Mechanical | N/A | Package Air-Conditioning Unit | N/A | Mechanical | Air Conditioning Unit | Packaged DX |  | ME-ACU-PDX | Low | Multi Space Single Floor | No | < 6 months | Discrete | Packaged air conditioner Packaged AC unit Rooftop unit (RTU) Rooftop air handler | A self-contained HVAC system that combines multiple components, including the compressor, condenser, evaporator, and air handling unit, into a single package. It is typically installed outside the building and provides both cooling and heating functions for the space it serves. | Building Services Asset
Mechanical | N/A | Heat Exchanger | Chilled Water | Mechanical | Heat Exchanger | Fluid to fluid |  | ME-HE-FTF | Medium | Multi Space Multi Floor | No | 6 - 12 months | Discrete | Fluid-to-fluid heat exchanger Liquid-to-liquid heat exchanger | A device designed to transfer heat between two different fluids, such as water, oil, or a refrigerant. It facilitates the exchange of thermal energy from one fluid to another without direct contact between the two fluids. The heat exchanger typically consists of tubes or plates that enable efficient heat transfer between the fluid streams. | Building Services Asset
Mechanical | N/A | Pump | Heat pump | Mechanical | Pumps |  |  | ME-Pu | Medium | Multi Space Multi Floor | No | < 6 months | Discrete |  | A mechanical device designed to move water from one location to another in a mechanical system. It creates pressure and forces water through the plumbing pipes, ensuring a steady flow of water for various applications. | Building Services Asset
Mechanical | N/A | Heater | N/A | [5 empty] | Low | Single Space | No | < 6 months | Zone
Medical | Patient Monitors | Acute Care Monitor | Contrast Medium Injection System Syringe
Medical | Ward Equipment | Alcolmeter | N/A
Medical | Pumps | Alternating-pressure Pump | N/A
Medical | Anaesthesia Support Devices | Anaesthesia Unit Absorber | Carbon Dioxide Absorber, Reusable
Medical | Anaesthesia Support Devices | Anaesthesia Unit Vaporiser | N/A
Medical | Anaesthetic Units | Anaesthetic Machine | N/A
Medical | Anaesthesia Support Devices | Anaesthetic Ventilator | N/A
Medical | Anaesthesia Support Devices | Anaesthetist's Trolley | N/A
Medical | Analysers | Analysers | Other
Medical | CSSD Equipment | Ancillary Equipment | Cart
Medical | CSSD Equipment | Ancillary Equipment | Surgical Scrub Sink System
Medical | Imaging Systems | Angiography | Bi-Plane - General Purpose
Medical | Imaging Systems | Angiography | Bi-Plane - Neurological
Medical | Imaging Systems | Angiography | Single Plane - Cardiovascular
Medical | Imaging Systems | Angiography | Single Plane - General Purpose
Medical | Imaging Systems | Angiography | Single Plane - Neurological
Medical | Imaging Systems | Angiography | Other
Medical | Apheresis Units | Apheresis System | N/A
Medical | Ward Equipment | Aspirator | N/A
Medical | Audiology Equipment | Audiometer | N/A
Medical | Mortuary Equipment | Autopsy | Automated Biodisinfection Unit
Medical | Mortuary Equipment | Autopsy | Autopsy Sink
Medical | Mortuary Equipment | Autopsy | Autopsy Table
Medical | Mortuary Equipment | Autopsy | Downdraft Table
Medical | Beds | Bed | Bariatric
Medical | Beds | Bed | Basic Electric Hospital
Medical | Beds | Bed | Birthing Bed/Table, Powered
Medical | Beds | Bed | Paediatric
Medical | Ward Equipment | Bed Wetting Alarm | N/A
Medical | Ventilators | Bedside Ventilator | Adult
Medical | Ventilators | Bedside Ventilator | Neonatal/Paediatric
Medical | BiPAP/CPAP | BiPAP Unit | N/A
Medical | Laboratory Equipment | Blood Cell Processor | N/A
Medical | Haemofiltration and Haemodiafiltration Units | Blood Warmer Unit | N/A
Medical | Ward Equipment | Breast Pump | N/A
Medical | Operating Theatre Equipment | Camera | Integrated Theatre Camera - Controller
Medical | Operating Theatre Equipment | Camera | Integrated Theatre Camera - IP
Medical | Operating Theatre Equipment | Camera | Integrated Theatre Camera - Mobile
Medical | Ophthalmic Equipment | Camera | N/A
Medical | Ophthalmic Equipment | Camera | Retinal Optial Coherence Tomography
Medical | Imaging Systems | Cardiac Catheter | Bi-Plane
Medical | Imaging Systems | Cardiac Catheter | Bi-plane - EP
Medical | Imaging Systems | Cardiac Catheter | Other
Medical | Imaging Systems | Cardiac Catheter | Single Plane
Medical | Imaging Systems | Cardiac Catheterization Cardiac Mapping System | N/A
Medical | Heart-lung bypass units | Cardiopulmonary Bypass System | Blood Warmer
Medical | Heart-lung bypass units | Cardiopulmonary Bypass System | Heater Cooler
Medical | Heart-lung bypass units | Cardiopulmonary Bypass System | Other
Medical | Heart-lung bypass units | Cardiopulmonary Bypass System | Pump
Medical | Heart-lung bypass units | Cardiopulmonary Bypass System | Trolley
Medical | Heart-lung bypass units | Cardiopulmonary Bypass System | N/A
Medical | Patient Monitors | Cardiotocograph | N/A
Medical | Ward Equipment | Cast Cutter | N/A
Medical | Patient Monitors | Central Station | Patient Monitoring System Central Station Monitor
Medical | Laboratory Equipment | Centrifuge | N/A
Medical | Chairs | Chair | Audiometer
Medical | Chairs | Chair | Bariatric
Medical | Chairs | Chair | Dialysis
Medical | Chairs | Chair | General Examanation/Treatment
Medical | Chairs | Chair | Shower
Medical | Laboratory Equipment | Chromotography System | Chromatography System
Medical | Analysers | Composition Analyser | N/A
Medical | Couches | Couch | Electric
Medical | Couches | Couch | Height Adjustable
Medical | Neurophysiology Equipment | Counter | N/A
Medical | BiPAP/CPAP | CPAP Unit | N/A
Medical | Allied Health Equipment | Crosstrainer | N/A
Medical | Imaging Systems | CT Scanner | CT - 16 slice
Medical | Imaging Systems | CT Scanner | CT - 64 slice
Medical | Imaging Systems | CT Scanner | CT - Greater Than 64 Slice
Medical | Imaging Systems | CT Scanner | Full-body
Medical | Imaging Systems | CT Scanner | Hybrid
Medical | Imaging Systems | CT Scanner | Other
Medical | Laboratory Equipment | Cytometer Flow | N/A
Medical | Imaging Systems | Data Acquisition Unit | N/A
Medical | Patient Monitors | Defibrillation System | Defibrillator
Medical | Imaging Systems | Densitometer | Bone Densitometer
Medical | Dental Equipment | Dental Chair | Electric Chair
Medical | Dental Equipment | Dental Delivery Unit | Delivery System
Medical | Dental Equipment | Dental Instrument | Dental Computer Assisted Anaesthesia Injection Handpiece
Medical | Dental Equipment | Dental Instrument | Endodontic Obturation System
Medical | Dental Equipment | Dental Instrument | Rotary Dental Scaler
Medical | Dental Equipment | Dental Laboratory | Curing Unit
Medical | Dental Equipment | Dental Laboratory | Grinder
Medical | Dental Equipment | Dental Laboratory | Lathe
Medical | Dental Equipment | Dental Light | Dental/Surgical Polymerization Lamp
Medical | Dental Equipment | Dental Light | LED
Medical | Dental Equipment | Dental Mixer | Amalgam Mixer
Medical | Dental Equipment | Dental Mixer | Impression Material Mixer
Medical | Dental Equipment | Dental X-ray | Stationary Extraoral Dental X-ray System, Digital
Medical | Dental Equipment | Dental X-ray | Stationary Intraoral Dental X-ray System, Digital
Medical | Dental Equipment | Dental X-ray | Stationary Panoramic Dental X-ray System, Digital
Medical | Haemofiltration and Haemodiafiltration Units | Dialysis Unit | Haemofiltration System
Medical | Haemofiltration and Haemodiafiltration Units | Dialysis Unit | Other
Medical | Operating Theatre Equipment | Digital Operating Theatre | Integrated Theatre Camera - Fixed
Medical | Ward Equipment | Doppler | N/A
Medical | Patient Monitors | Electrocardiograph | Cardiopulmonary Stress Exercise Monitoring System
Medical | Patient Monitors | Electrocardiograph | N/A
Medical | Ward Equipment | Electroconvulsive Therapy System | N/A
Medical | Ward Equipment | Electroencephalography System | Electroencephalographic Monitoring System, Stationary
Medical | Neurophysiology Equipment | Electromyography System | N/A
Medical | Electrosurgical Units | Electrosurgical Generator | Argon Plasma
Medical | Electrosurgical Units | Electrosurgical Generator | Argon-enhanced Electrosurgical System Generator
Medical | Electrosurgical Units | Electrosurgical Generator | Monopolar/Bipolar, Argon-Enhanced
Medical | Electrosurgical Units | Electrosurgical Generator | Radiofrequency
Medical | Electrosurgical Units | Electrosurgical Tester | Endoscope Leak Tester, Electrical
Medical | Electrosurgical Units | Eletrosurgical Unit | N/A
Medical | Endoscopic/Laproscopic Equipment | Endoscopic Tower | Laparoscopic Insufflator
Medical | Endoscopic/Laproscopic Equipment | Endoscopic Tower | Speech Diagnostic Sysytem
Medical | Endoscopic/Laproscopic Equipment | Endoscopic Tower | Surgical Cutter/Coagulator, Ultrasonic Harmonic
Medical | Endoscopic/Laproscopic Equipment | Endoscopic Tower | Tissue Morcellation System
Medical | Endoscopic/Laproscopic Equipment | Endoscopic Tower | N/A
Medical | Endoscopic/Laproscopic Equipment | Endoscopic Video System | Adapter
Medical | Endoscopic/Laproscopic Equipment | Endoscopic Video System | Camera Control Unit
Medical | Endoscopic/Laproscopic Equipment | Endoscopic Video System | Endoscope Leak Tester, Electrical
Medical | Endoscopic/Laproscopic Equipment | Endoscopic Video System | Endoscope Transport Trolley
Medical | Endoscopic/Laproscopic Equipment | Endoscopic Video System | Endoscope Video Camera
Medical | Endoscopic/Laproscopic Equipment | Endoscopic Video System | Endoscopic Irrigation/Distension Bottle
Medical | Endoscopic/Laproscopic Equipment | Endoscopic Video System | Endoscopic Light Source
Medical | Endoscopic/Laproscopic Equipment | Endoscopic Video System | Endoscopic Tower
Medical | Endoscopic/Laproscopic Equipment | Endoscopic Video System | Endoscopic Video Imaging System
Medical | Endoscopic/Laproscopic Equipment | Endoscopic Video System | Image Display Monitor
Medical | Endoscopic/Laproscopic Equipment | Endoscopic Video System | Laparoscopic Towers
Medical | Endoscopic/Laproscopic Equipment | Endoscopic Video System | Video Printer
Medical | CSSD Equipment | Endoscopy Reprocessing Equipment | Disinfecting Unit
Medical | CSSD Equipment | Endoscopy Reprocessing Equipment | Flushing Unit
Medical | CSSD Equipment | Endoscopy Reprocessing Equipment | Sterile Dryer
Medical | Operating Theatre Equipment | Examination Light | Light System
Medical | Allied Health Equipment | Exercise Bicycle | N/A
Medical | Endoscopic/Laparoscopic Instruments | Flexible Scope | Flexible Fibreoptic Choledochoscope
Medical | Endoscopic/Laparoscopic Instruments | Flexible Scope | Flexible Fibreoptic Duodenoscope
Medical | Endoscopic/Laparoscopic Instruments | Flexible Scope | Flexible Fibreoptic Gastroduodenoscope
Medical | Endoscopic/Laparoscopic Instruments | Flexible Scope | Flexible Video Cystourethroscope
Medical | Endoscopic/Laparoscopic Instruments | Flexible Scope | Video Colonoscope, Reusable
Medical | Endoscopic/Laparoscopic Instruments | Flexible Scope | Video Gastroscope
Medical | Scopes | Flexible Scope | Video Bronchoscope, Reusable
Medical | Scopes | Flexible Scope | Video Intubation Laryngoscope
Medical | Scopes | Flexible Scope | Video Nasopharyngoscope
Medical | Scopes | Flexible Scope | Video Rhinolaryngoscope, Reusable
Medical | Scopes | Flexible Scope | Video Ureteroscope
Medical | Analysers | Flow Analyser | N/A
Medical | Imaging Systems | Fluoroscopy Unit | Cardiovascular
Medical | Imaging Systems | Fluoroscopy Unit | General Purpose
Medical | Imaging Systems | Fluoroscopy Unit | Mobile
Medical | Imaging Systems | Fluoroscopy Unit | Neurological
Medical | Imaging Systems | Fluoroscopy Unit | Other
Medical | Laboratory Equipment | Freezer | N/A
Medical | Analysers | Haematology Analyser | Blood Gas
Medical | Analysers | Haematology Analyser | Blood Grouping
Medical | Analysers | Haematology Analyser | Cell Counting
Medical | Analysers | Haematology Analyser | Coagulation
Medical | Patient Monitors | High Acuity Monitor | N/A
Medical | Ward Equipment | Humidifier | N/A
Medical | Imaging Systems | Imaging Accessory | Positioning System
Medical | Analysers | Immunoassay Analyser | Chemiluminesce
Medical | Laboratory Equipment | Incubator | N/A
Medical | Neo/Paeds Equipment | Incubator | Conventional Infant Incubator
Medical | Neo/Paeds Equipment | Incubator | Transport Infant Incubator
Medical | Pumps | Infusion Pump | N/A
Medical | CSSD Equipment | Instrument Tracking | Instrument Tracking
Medical | Imaging Systems | Intensifier | Fixed
Medical | Imaging Systems | Intensifier | Mobile
Medical | Imaging Systems | Intensifier | Other
Medical | Laboratory Equipment | Laboratory Equipment | Other
Medical | Ophthalmic Equipment | Laser | Diode
Medical | Ophthalmic Equipment | Lensometer | N/A
Medical | Imaging Systems | Linear Accelerator | Stereotactic Radiosurgery/Radiation Therapy
Medical | Operating Theatre Equipment | Lithocast System | Lithotripter Ultrasonic
Medical | CSSD Equipment | Loan set lifter | Loan set lifter
Medical | Patient Monitors | Low Acuity Monitor | N/A
Medical | Patient Monitors | Medium Acuity Monitor | N/A
Medical | Analysers | Microbiology Analyser | N/A
Medical | Imaging Systems | Mobile System | N/A
Medical | Shelving | Modular Shelf | Shelving
Medical | Patient Monitors | Module Monitor | N/A
Medical | Neo/Paeds Equipment | Monitor | Infant Apneoa Monitor
Medical | Imaging Systems | MRI | Intra-operative System
Medical | Imaging Systems | MRI | MRI - 1.5T
Medical | Imaging Systems | MRI | MRI - 3T
Medical | Imaging Systems | MRI | MRI - PET
Medical | Imaging Systems | MRI | Other
Medical | Anaesthetic Machine | N/A | N/A
Medical | Ward Equipment | Nebuliser | N/A
Medical | Ward Equipment | Negative Pressure Wound Therapy System | Negative Pressure Wound Therapy System
Medical | Neurophysiology Equipment | Neurophysiological Monitoring Unit | Electromyography
Medical | Neurophysiology Equipment | Neurophysiological Monitoring Unit | Electromyography - Amplifier
Medical | Operating Theatre Equipment | Operating Microscope | General-Purpose Surgical
Medical | Operating Theatre Equipment | Operating Microscope | Neurosurgical
Medical | Operating Theatre Equipment | Operating Microscope | Ophthalmic
Medical | Operating Theatre Equipment | Operating Microscope | Other
Medical | Operating Theatre Equipment | Operating Table | Universal Operating Table, Electromechanical
Medical | Imaging Systems | OPG | N/A
Medical | Lasers | Ophthalmic Laser | Argon
Medical | Lasers | Ophthalmic Laser | Other
Medical | Ward Equipment | Opthalmoscope | N/A
Medical | Audiology Equipment | Other | N/A
Medical | BiPAP/CPAP | Other | N/A
Medical | CSSD Equipment | Other | N/A
Medical | Electrosurgical Units | Other | N/A
Medical | Endoscopic/Laproscopic Equipment | Other | N/A
Medical | Neurophysiology Equipment | Other | N/A
Medical | Operating Theatre Equipment | Other | N/A
Medical | Other | Other | N/A
Medical | Scopes | Other | N/A
Medical | Ward Equipment | Other | N/A
Medical | Ventilators | Other Ventilator | Stationary Electric High-frequency Ventilator
Medical | Ventilators | Other Ventilator | N/A
Medical | CSSD Equipment | Package Sealer | Package Sealer
Medical | Allied Health Equipment | Parallel Bar Exerciser | N/A
Medical | Pumps | Patient Care Analgesia Pump | N/A
Medical | Ward Equipment | Patient Lifter | N/A
Medical | Operating Theatre Equipment | Pendant | General Utility Supply System, Ceiling Mounted - Anaesthetic
Medical | Operating Theatre Equipment | Pendant | General Utility Supply System, Ceiling Mounted - Cath Lab
Medical | Operating Theatre Equipment | Pendant | General Utility Supply System, Ceiling Mounted - Emergency Resuscitation
Medical | Operating Theatre Equipment | Pendant | General Utility Supply System, Ceiling Mounted - ICU
Medical | Operating Theatre Equipment | Pendant | General Utility Supply System, Ceiling Mounted - Perfusion
Medical | Operating Theatre Equipment | Pendant | General Utility Supply System, Ceiling Mounted - Surgical Type 1
Medical | Operating Theatre Equipment | Pendant | General Utility Supply System, Ceiling Mounted - Surgical Type 2
Medical | Operating Theatre Equipment | Pendant | Other
Medical | Ophthalmic Equipment | Perimeter | N/A
Medical | Imaging Systems | PET-CT | PET-CT Unit
Medical | Imaging Systems | PET-CT | PET Unit
Medical | Imaging Systems | PET-CT | PET-CT - Other
Medical | Neo/Paeds Equipment | Phototherapy | Blue-Light Phototherapy Lamp, Clinical
Medical | Analysers | Physiologic Analyser | Metabolic rate, oxygen/car
Medical | Ward Equipment | Plethysmograph | Whole-Body
Medical | Ophthalmic Equipment | Projector | Visual Acuity
Medical | Analysers | Pulmonary Function Analyser | N/A
Medical | Ward Equipment | Pulse Oximeter | N/A
Medical | Pumps | Pump | Other
Medical | Ophthalmic Equipment | Refractor | N/A
Medical | Laboratory Equipment | Refrigerator | Blood
Medical | Laboratory Equipment | Refrigerator | Laboratory
Medical | Haemofiltration and Haemodiafiltration Units | Renal Pump | N/A
Medical | Respiratory Equipment | Respiratory Equipment | Other
Medical | Haemofiltration and Haemodiafiltration Units | Reverse Osmosis Unit | N/A
Medical | Endoscopic/Laparoscopic Instruments | Rigid Scope | Rigid Endoscope Telescope
Medical | Scopes | Rigid Scope | Colposcope
Medical | Scopes | Rigid Scope | Cystoscope
Medical | Allied Health Equipment | Rowing Machine | N/A
Medical | Neo/Paeds Equipment | Scale | Infant Scale, Electronic
Medical | Ward Equipment | Scale | Body Composition Analyser
Medical | Ward Equipment | Scale | Floor
Medical | Ophthalmic Equipment | Scanning System | Ultrasonic
Medical | Ophthalmic Equipment | Slit Lamp | N/A
Medical | Imaging Systems | SPECT | Gamma Camera - Dual Head
Medical | Imaging Systems | SPECT | Gamma Camera - Multihead
Medical | Imaging Systems | SPECT | Gamma camera - Other
Medical | Imaging Systems | SPECT | Gamma Camera - Single Head
Medical | Imaging Systems | SPECT | Gamma camera - SPECT CT
Medical | Audiology Equipment | Speech Amplifier | N/A
Medical | Allied Health Equipment | Stair-climber | N/A
Medical | Imaging Systems | Stereotatic | Stereotactic Mammographic X-ray System
Medical | Imaging Systems | Stereotatic | Stereotactic Neuronavigation/Planning System
Medical | CSSD Equipment | Steriliser | Plasma Steriliser
Medical | CSSD Equipment | Steriliser | Steam Steriliser
Medical | Ward Equipment | Stimulator | N/A
Medical | Imaging Systems | Support Device | CT Contrast Medium Injection System, Line-Powered, Ceiling Mounted
Medical | Imaging Systems | Support Device | CT Contrast Medium Injection System, Line-Powered, Stationary
Medical | Imaging Systems | Support Device | Data Interface Systems, Medical Device/Information System
Medical | Imaging Systems | Support Device | Defibrillators, External, Manual
Medical | Imaging Systems | Support Device | Display Patient Monitor
Medical | Imaging Systems | Support Device | Dosimetry
Medical | Imaging Systems | Support Device | General-Purpose Ultrasound Imaging System - Ancillary Device
Medical | Imaging Systems | Support Device | Image Processing System
Medical | Imaging Systems | Support Device | Interface Data Acquisition
Medical | Imaging Systems | Support Device | MRI Contrast Medium Injection System, Line-Powered
Medical | Imaging Systems | Support Device | MRI Contrast Medium Injection System, Line-Powered, Mobile
Medical | Imaging Systems | Support Device | Thermoluminescent Dosimetry Brick Radiation Detector
Medical | Imaging Systems | Support Device | X-ray Film Processor Loader
Medical | Lasers | Surgical Laser | Argon
Medical | Lasers | Surgical Laser | Carbon Dioxide
Medical | Lasers | Surgical Laser | HO:YAG
Medical | Lasers | Surgical Laser | ND:YAG
Medical | Lasers | Surgical Laser | Other
Medical | Operating Theatre Equipment | Surgical Light | Operating Room Light
Medical | Pumps | Syringe Pump | N/A
Medical | Tables | Table | General Examination/Treatment
Medical | Patient Monitors | Telemetry | N/A
Medical | Laboratory Equipment | Tissue Analyser | Tissue Processor
Medical | Ophthalmic Equipment | Tonometer | N/A
Medical | Ventilators | Transport Ventilator | Adult
Medical | Ventilators | Transport Ventilator | Neonatal/Paediatric
Medical | Allied Health Equipment | Treadmill | N/A
Medical | Mortuary Equipment | Trolley | Mortuary
Medical | Trolleys | Trolley | Medication
Medical | Trolleys | Trolley | Resuscitation
Medical | Neo/Paeds Equipment | Ultrasonography | Foetal Doppler System
Medical | Imaging Systems | Ultrasound | Bladder Volume Ultrasound Imaging System
Medical | Imaging Systems | Ultrasound | Cardiac
Medical | Imaging Systems | Ultrasound | Cranial
Medical | Imaging Systems | Ultrasound | General
Medical | Imaging Systems | Ultrasound | Intravascular
Medical | Imaging Systems | Ultrasound | Invasive Vascular Ultrasound System
Medical | Imaging Systems | Ultrasound | Obstetric
Medical | Imaging Systems | Ultrasound | Other
Medical | Imaging Systems | Ultrasound | Transoesophageal Echocardiography Unit
Medical | Pumps | Volumetric-Dual Channel Pump | N/A
Medical | Pumps | Volumetric-Single Channel Pump | N/A
Medical | Neo/Paeds Equipment | Warmer | Infant Warmer
Medical | CSSD Equipment | Washer | Other
Medical | CSSD Equipment | Washer | Tunnel
Medical | CSSD Equipment | Washer Disinfector Unit | Bedpan/Ancillary Utensil Washer/Disinfector
Medical | CSSD Equipment | Washer Disinfector Unit | Endoscope Reprocessing Unit
Medical | CSSD Equipment | Washer Disinfector Unit | Laboratory Ware Washer
Medical | CSSD Equipment | Washer Disinfector Unit | Other
Medical | CSSD Equipment | Washer Disinfector Unit | Surgical Instrument Washer/Disinfector
Medical | CSSD Equipment | Washer Disinfector Unit | Surgical Trolley Washer
Medical | CSSD Equipment | Washer Disinfector Unit | Ultrasonic Cleaner
Medical | CSSD Equipment | Washer Disinfector Unit | Ultrasonic Water Bath
Medical | Laboratory Equipment | Water Purification | Reverse-Osmosis Water Purification System
Medical | Wheelchairs | Wheelchair | Bariatric
Medical | Wheelchairs | Wheelchair | Intensive Care Unit
Medical | Wheelchairs | Wheelchair | Other
Medical | Wheelchairs | Wheelchair | Specialised
Medical | Imaging Systems | X-ray | Digital X-ray room
Medical | Imaging Systems | X-ray | Fixed
Medical | Imaging Systems | X-ray | Mobile
Medical | Imaging Systems | X-ray | Other
Medical | Imaging Systems | X-ray Mobile | Image Intensifier
Vertical Transport | N/A | Dumbwaiter | N/A | Vertical Transportation | Dumb Waiter |  |  | VT-DW | Medium | Multi Space Multi Floor | No | +12 months | Discrete | Food lift Kitchen elevator | A small freight elevator or lift used to transport goods, supplies, or food between different floors of a building | Building Services Asset
Vertical Transport | N/A | Lift | N/A | Vertical Transportation | Lift |  |  | VT-Li | Medium | Multi Space Multi Floor | No | +12 months | Discrete | Elevator | A mechanical device designed to transport people or goods between different levels or floors of a building. It typically consists of a cabin or car that travels along vertical rails or guide tracks, propelled by an electric motor. | Building Services Asset

## Systems
VHBA Asset Equipment List
Note: • The data and information in the VHBA Asset Equipment List is derived from the Victorian Department of Health's AIMS Asset Framework Templates Definitions V3.xlsx and the AIMS MDS V1.xlsx • The information in this file is intended to provide the supply chain with the AIR references to be used for project specific needs • This information will be updated periodically to maintain currency with DH AIMS Framework by VHBA • The version of the VHBA Asset Equipment List shall be agreed and confirmed prior to its implementation on any VHBA project with the VHBA DE Project Champion
AIMS Asset Classification |  |  |  | VBIS Asset Classification |  |  |  |  | Initial Priority Criteria |  |  |  |  | Asset Dictionary
Asset Class | Asset Sub Class | Asset Type | Asset Subtype | Discipline | Product | Sub-Type | Sub-Sub-Type | VBIS Tag | Initial Priority | Downstream Impact | Life Safety / Essential Safety / Critical or High Importance / Legislated Asset | Replacement Timeframe | Initial Grouping | Alternative Equipment Name | Equipment Description | DE AIR Asset Group
Buildings | N/A | Hospital | Base
Electrical | N/A | Access Card Reader | N/A | Security | Access Control | Card Reader |  | SE-ACon-CR | Low | Multi Space Single Floor | No | < 6 months | System | Card Readers Access Control Readers Proximity Readers Smart Card Readers RFID Readers Swipe Readers Magnetic Stripe Readers Biometric Readers Credential Readers Entry Readers Keycard Readers Badge Readers Security Readers Authentication Readers Electronic Lock Readers | A device used to read and verify the information stored on a security access card or credential. It is commonly used in various access control systems to regulate entry into secure areas such as buildings, rooms, or facilities. Reader can read magnetic stripe card, proximity card, smart card, mobile device with near field communication (NFC) capabilities or a combination of items with biometrics. | Miscellaneous Asset
Electrical | N/A | Battery | N/A | Electrical Power | Battery Systems | Batteries |  | EP-BS-Ba | Low | Single Space | No | < 6 months | System | Power Cell Energy Storage Device | A device that stores and provides electrical energy through chemical reactions.
Electrical | N/A | Battery Charger | N/A | [5 empty] | Low | Single Space | No | < 6 months | System
Electrical | N/A | Body & Cardiac Protection | N/A | [5 empty] | Medium | Single Space | Yes | < 6 months | Zone
Electrical | N/A | Charging Bay | N/A | [5 empty] | Low | Single Space | No | < 6 months | System
Electrical | N/A | Controls/Switches | N/A | [5 empty] | Low | Multi Space Single Floor | No | < 6 months | System
Electrical | N/A | Distribution Board | N/A | Electrical Power | Switchboard | Distribution Board |  | EP-SB-DB | Low | Multi Space Single Floor | No | 6 - 12 months | Discrete | Load Centre Distribution Panel | A device that receives power from the main electrical supply and distributes it to different circuits within a building. It houses circuit breakers or fuses to protect the circuits and provides a convenient point for controlling and managing the flow of electricity. | Building Services Asset
Electrical | N/A | Duress System | N/A | Security | Duress |  |  | SE-Du | Medium | Multi Space Multi Floor | No | < 6 months | System | Panic alarm system Emergency alarm system Distress alert system | A security measure used in high-risk environments to enable individuals to discreetly call for immediate help in dangerous situations. It typically involves strategically placed panic buttons that, when activated, trigger alarms and notify security personnel or authorities for swift response and assistance. | Systems Asset
Electrical | N/A | Energy Meter | N/A | Electrical Power | Meters |  |  | EP-Me | Low | Single Space | No | < 6 months | System | Power meter | A device which is used for measuring the energy used by the electric load. Often installed as part of a Switchboard or Distribution Board. | Building Services Asset
Electrical | N/A | Equipment | Antenna | Communications | Indoor Antenna |  |  | CO-IA | Medium | Multi Space Multi Floor | No | 6 - 12 months | Zone | Aerial Wireless antenna Dish/Parabolic antenna RF antenna: Emphasizes the use of the antenna in radio frequency applications. Receiver/transmitter antenna Omni-directional antenna Directional antenna | A device that enables wireless communication by transmitting and receiving electromagnetic waves. It serves as a crucial component in various ICT systems, such as Wi-Fi networks, mobile devices, satellite communication, and other wireless technologies, facilitating the transmission of data and information.
Electrical | N/A | Equipment | NBN Connection | Communications | Network Termination Device |  |  | CO-NTD | Medium | Site Wide | No | < 6 months | System |  | National Broadband Network (NBN) Australia connection box point.
Electrical | N/A | Equipment | Telecommunication | [5 empty] | Low | Multi Space Single Floor | No | < 6 months | Discrete
Electrical | N/A | Equipment | Main Comms Room | [5 empty] | Low | Multi Space Single Floor | No | < 6 months | Discrete
Electrical | N/A | Equipment | N/A | [5 empty] | Low | Multi Space Single Floor | No | < 6 months | System
Electrical | N/A | Equipment | NBN Distribution | [5 empty] | Medium | Multi Space Multi Floor | No | < 6 months | System
Electrical | N/A | Equipment | Server Room | [5 empty] | Medium | Single Space | Yes | < 6 months | Discrete
Electrical | N/A | Fuel System or Tank | N/A | Electrical Power | Generator | Bulk Fuel Tank |  | EP-Ge-BFT | Medium | Site Wide | No | 6 - 12 months | Discrete |  |  | Building Services Asset
Electrical | N/A | Generator | N/A | Electrical Power | Generator |  |  | EP-Ge | Medium | Site Wide | No | 6 - 12 months | Discrete | Dynamo Alternator Power generator Electric generator Generator set Genset Turbine generator | A device that converts mechanical energy into electrical energy. It operates on the principle of electromagnetic induction, where a rotating shaft or turbine drives a conductor through a magnetic field, resulting in the generation of electricity. | Building Services Asset
Electrical | N/A | Generator Switchboard | N/A | Electrical Power | Switchboard | Generator Switchboard |  | EP-SB-GSB | Medium | Site Wide | No | 6 - 12 months | Discrete |  | An electrical control panel that provides the interface and control between a generator set and the electrical distribution system | Building Services Asset
Electrical | N/A | Infrastructure Cable | N/A | Electrical Power | Cable |  |  | EP-Ca | Low | Multi Space Single Floor | No | < 6 months | System | Structured cabling Power cable High voltage cable | Horizontal and vertical cabling distribution system based on copper and/or optical fibre cabling.
Electrical | N/A | Intercom | N/A | Security | Intercom |  |  | SE-In | Low | Multi Space Single Floor | No | < 6 months | System | Intercommunication System | A communication system that enables voice or video communication between individuals in different areas of a building or facility. It typically consists of intercom devices such as speakers, microphones, and video cameras, facilitating convenient and efficient communication for various purposes, including security, convenience, and coordination.
Electrical | N/A | Kitchen Conveyor Dishwasher | N/A | Kitchen Equipment | Dishwasher | Commercial | Conveyor | KE-Di-Co-Co | Low | Single Space | No | 6 - 12 months | Discrete | Rack conveyor dishwasher Continuous conveyor dishwasher Commercial conveyor dishwasher | A type of commercial dishwasher designed for high-volume dishwashing in food service establishments. It consists of a conveyor belt system that moves dish racks or trays through various stages of the cleaning process, including pre-rinsing, washing, rinsing, and drying. | Building Services Asset
Electrical | N/A | Kitchen Conveyor System | N/A | Kitchen Equipment | Conveyor Belt System |  |  | KE-CBS | Low | Single Space | No | 6 - 12 months | Discrete | Food conveyor system Kitchen transport system Kitchen logistics system | A specialized system used in commercial kitchens to transport food items, dishes, utensils, or other kitchen supplies from one area to another. It typically consists of a conveyor belt or a series of interconnected conveyors that automate the movement of items within the kitchen. | Building Services Asset
Electrical | N/A | Light System | Exit | Electrical Lighting | Emergency Lighting | Exit |  | EL-EL-Ex | Medium | Multi Space Single Floor | Yes | < 6 months | Zone | Emergency exit light Evacuation light Exit sign Safety exit light | A system consisting of safety devices installed in buildings to provide illumination and guidance during emergencies, helping occupants locate exits and evacuate safely. It typically consists of an illuminated sign or fixture mounted near exit doors or along escape routes. | Systems Asset
Electrical | N/A | Light System | Emergency | Electrical Lighting | Emergency Lighting | Luminaire |  | EL-EL-Lu | Medium | Multi Space Single Floor | Yes | < 6 months | Zone | Backup lighting Emergency lighting system Safety lighting Standby lighting Emergency egress lighting Emergency backup light | A system consisting of lighting fixtures designed to automatically illuminate during a power outage or emergency situation, ensuring visibility and safety for occupants. It is usually equipped with backup power sources, such as batteries, to provide continuous illumination. | Systems Asset
Electrical | N/A | Light System | N/A | Electrical Lighting | Lighting |  |  | EL-Li | Low | Multi Space Single Floor | No | < 6 months | Zone |  | A system consisting of electric lights, lamps, or light bulbs which are electrical components that produces light. | Systems Asset
Electrical | N/A | Light | Fixture | Electrical Lighting | Lighting | Luminaire |  | EL-Li-Lu | Low | Multi Space Single Floor | No | < 6 months | Zone | Light fixture Light fitting Luminaire | A electrical device containing an electric lamp that provides illumination | Miscellaneous Asset
Electrical | N/A | Lighting System Controller | Wireless Emergency | Electrical Lighting | Emergency Lighting | Testing | Wireless Area Controller | EL-EL-Te-WACon | Medium | Multi Space Single Floor | Yes | < 6 months | Zone | Wireless Emergency Lighting Manager Wireless Emergency Lighting Supervisor Wireless Emergency Lighting Coordinator | A device used to centrally manage and control emergency lighting systems wirelessly. It provides the capability to monitor, test, program, and coordinate multiple emergency lights from a central location, enhancing efficiency and ease of maintenance. | Systems Asset
Electrical | N/A | Lightning Strike Counter | N/A | Electrical Power | Lightning Strike Counter |  |  | EP-LSC | Low | Single Space | No | < 6 months | Discrete | Thunderstorm activity monitor Lightning Activity Monitor | A device designed to count the number of lightning strikes conducted through the down conductor on a lightning protection system. | Building Services Asset
Electrical | N/A | Main Switch Board | N/A | Electrical Power | Switchboard | Main Switch Board |  | EP-SB-MSB | High | Site Wide | Yes | +12 months | Discrete | Main Distribution Board Switchgear Panel Main Electrical Panel Main Load Center | The primary point of entry for electrical power into a building or facility. It receives power from the utility source or a main electrical panel and distributes it to various sub-distribution boards or circuits throughout the building | Building Services Asset
Electrical | N/A | Master Clock | N/A | Information Technology | Master Clock |  |  | IT-MC | Low | Multi Space Single Floor | No | < 6 months | System | Primary clock Central clock Time server Synchronized clock system | A centralized timekeeping system that synchronizes and distributes accurate time signals to multiple clocks or devices within a building or facility. | Systems Asset
Electrical | N/A | Mechanical Services Switchboard | N/A | Electrical Power | Switchboard | Mechanical Services Switch Board |  | EP-SB-MSSB | Medium | Multi Space Multi Floor | No | 6 - 12 months | Discrete | Mechanical control panel Mechanical distribution board Mechanical services panel Mechanical services distribution panel | An electrical control panel that serves as a centralized point for controlling and distributing power to mechanical equipment and systems in a building or facility. | Building Services Asset
Electrical | N/A | Nursecall System | N/A | Medical & Laboratory Equipment | Nurse Call System |  |  | MLE-NCS | Medium | Multi Space Single Floor | Yes | 6 - 12 months | Zone | Nurse communication system Patient assistance system | A communication system used in healthcare facilities to enable patients to summon assistance from nurses or caregivers. It typically consists of call buttons or devices installed in patient rooms or bathrooms that can be activated to send a signal to a central monitoring station or directly to the nurses' station. | Systems Asset
Electrical | N/A | Nursecall System | Indicator Panel | Medical & Laboratory Equipment | Nurse Call System | Annunciators |  | MLE-NCS-An | Medium | Multi Space Single Floor | Yes | 6 - 12 months | Zone | Nurse Call Display Patient Call Annunciator Nurse Call Indicator Patient Request Announcer Staff Alert Display Caregiver Annunciator Call Notification Panel | A visual or audible notification system used in healthcare facilities to alert nurses and staff about patient calls or requests for assistance. It typically displays or announces information related to the patient's room or location, allowing caregivers to promptly respond to patient needs. | Miscellaneous Asset
Electrical | N/A | Nursecall System | Medical Services Panel | Medical & Laboratory Equipment | Nurse Call System |  |  | MLE-NCS | Medium | Multi Space Single Floor | Yes | 6 - 12 months | Zone |  |  | Systems Asset
Electrical | N/A | Outlet Circuit | N/A | Electrical Power | General Purpose Outlet |  |  | EP-GPO | Low | Single Space | No | < 6 months | Zone | Power Point Socket Outlet Electrical Outlet | A system of power outlets that are used to supply power to electrical devices | Systems Asset
Electrical | N/A | PA System | N/A | Audio-Visual | Public Address System |  |  | AV-PAS | Low | Multi Space Single Floor | No | < 6 months | Zone | Public Addressing System Public Announcement System Public Communication System Announcement System | A sound reinforcement system used to amplify and distribute audio messages or announcements to a large audience or specific areas in public spaces, buildings, or venues. It typically consists of microphones, amplifiers, speakers, and control equipment to ensure clear and intelligible communication for public address purposes. | Systems Asset
Electrical | N/A | Patient Entertainment | N/A | Audio-Visual | Patient Entertainment System |  |  | AV-PES | Low | Multi Space Single Floor | No | < 6 months | Zone | Hospital Entertainment System Patient Infotainment System In-Room Entertainment System | A multimedia platform implemented in healthcare settings to provide entertainment and information to patients during their stay. It typically includes features such as television, movies, internet access, games, and patient education materials. | Systems Asset
Electrical | N/A | Power Factor Correction Unit | N/A | Electrical Power | Power Factor Correction |  |  | EP-PFC | Medium | Site Wide | No | 6 - 12 months | System | Power Factor Controller Reactive Power Compensation Device Power Factor Regulator Power Factor Correction System Power Factor Optimizer | An electrical apparatus that improves the power factor of an electrical system. It actively reduces reactive power and optimizes the balance between reactive power and real power, resulting in increased energy efficiency and reduced utility costs. | Building Services Asset
Electrical | N/A | Private Automatic Branch Exchange | N/A | Communications | Private Automatic Branch Exchange |  |  | CO-PABX | Medium | Site Wide | No | 6 - 12 months | System | PBX (Private Branch Exchange) EPABX (Electronic Private Automatic Branch Exchange) IP-PBX (Internet Protocol Private Branch Exchange) Telephone Exchange | A telephone system used within organizations to handle internal and external calls. It allows for the connection of multiple telephone extensions and provides features such as call routing, call forwarding, voicemail, and other communication functionalities. | Building Services Asset
Electrical | N/A | Racks | N/A | Communications | Server Cabinet |  |  | CO-SC | Low | Single Space | No | < 6 months | Zone | Server rack Network rack Data rack Cabinet Patch panel rack AV rack Telecom rack IT rack Enclosure | Used to house and organize various electronic devices and equipment. It provides a standardized and secure structure for mounting servers, networking equipment, power distribution units, and other components, facilitating efficient management and maintenance of the electrical infrastructure in data centres or IT environments. | Miscellaneous Asset
Electrical | N/A | Refrigerator | Drug | Medical & Laboratory Equipment | Medical Refrigerator |  |  | MLE-MR | Medium | Site Wide | No | 6 - 12 months | Discrete |  | A specialized refrigeration unit used in healthcare settings to store temperature-sensitive medications, vaccines, blood products, and other medical supplies. It is designed to maintain consistent and controlled temperature conditions to ensure the integrity and safety of the stored items. | Building Services Asset
Electrical | N/A | Residual Current Device | N/A | Electrical Power | Switchgear | Residual Current Device |  | EP-SG-RCD | Medium | Multi Space Single Floor | Yes | < 6 months | Zone | Residual current breaker (RCB) Residual current circuit breaker (RCCB) Ground fault circuit interrupter (GFCI) Earth leakage circuit breaker (ELCB) Earth leakage protector (ELP) Ground fault interrupter (GFI) Residual current protection device (RCPD) Leakage circuit breaker (LCB) Differential circuit breaker | An electrical safety device designed to quickly detect and protect against electrical leakage or ground faults. It monitors the current flowing in an electrical circuit and instantly shuts off the power supply if it detects a difference between the current flowing into the circuit and the current returning from the circuit | Miscellaneous Asset
Electrical | N/A | Residual Current Device Alarm | N/A | Electrical Power | Controls Equipment Panel | Alarm Panel |  | EP-ConEP-AP | Low | Multi Space Single Floor | No | < 6 months | System | Alarm Indicator Station Alarm Station | A audio / visual indicating panel for faults or alarms. The panel receives signals from various equipment, including RCDs, which are electrical safety devices that detect leakage currents and trip to prevent electric shocks. | Systems Asset
Electrical | N/A | Riser | Comms | [5 empty] | Low | Single Space | No | < 6 months | Discrete
Electrical | N/A | Riser | N/A | [5 empty] | Low | Single Space | No | < 6 months | Discrete
Electrical | N/A | Riser | Power | [5 empty] | Low | Single Space | No | < 6 months | Discrete
Electrical | N/A | Riser | N/A | [5 empty] | Low | Single Space | No | < 6 months | Discrete
Electrical | N/A | Security System | N/A | Security | CCTV |  |  | SE-CCTV | Medium | Multi Space Multi Floor | No | 6 - 12 months | System | Keycard access control system Proximity card access control system Swipe card access control system | A surveillance system consisting of cameras, video recorders, and a network for monitoring and recording activities in a specific area. It is commonly used for security and surveillance purposes in various settings, such as homes, businesses, public spaces, and institutions. The cameras capture video footage that can be monitored live or reviewed later, providing a means to deter, detect, and investigate incidents. | Systems Asset
Electrical | N/A | Solar System | N/A | Electrical Power | Solar power system |  |  | EP-SPS | Low | Single Space | No | 6 - 12 months | System |  |  | Systems Asset
Electrical | N/A | Solar System | Inverter | Electrical Power | Solar power system | Inverter |  | EP-SPS-In | Low | Single Space | No | 6 - 12 months | System | Photovoltaic (PV) inverter Solar power inverter Solar energy inverter PV converter Solar electricity inverter Solar panel inverter Solar system inverter Solar microinverter (for microinverter-based systems) Solar string inverter (for string inverter-based systems) | An electronic device that converts the DC electricity generated by solar panels into AC electricity suitable for powering appliances and feeding into the electrical grid. | Building Services Asset
Electrical | N/A | Solar System | Panel | Electrical Power | Solar power system | Panels |  | EP-SPS-Pa | Low | Single Space | No | < 6 months | System | solar cell panels solar electric panels PV modules Photovoltaic cells | A device that converts sunlight into electricity using the photovoltaic effect. | Miscellaneous Asset
Electrical | N/A | Speaker System | N/A | Audio-Visual | Public Address System | Speaker |  | AV-PAS-Sp | Low | Single Space | No | < 6 months | Zone | Ceiling-mounted speaker Ceiling speaker system Overhead speaker In-ceiling speaker Drop-in speaker Flush-mount speaker Tile speaker Recessed speaker Integrated ceiling speaker In-ceiling PA speaker | A specialized loudspeaker designed for use in a public address system. It is used to amplify and project audio signals, including announcements, music, or other audio content, to a large audience in various public settings. These speakers are often strategically placed in public spaces such as stadiums, auditoriums, schools, and outdoor areas to ensure clear and effective communication with the intended audience. | Systems Asset
Electrical | N/A | Switchgear | N/A | Electrical Power | Switchgear |  |  | EP-SG | Medium | Multi Space Single Floor | Yes | 6 - 12 months | Discrete
Electrical | N/A | Transformer | Isolation | Electrical Power | Transformer |  |  | EP-Tr | Medium | Single Space | Yes | 6 - 12 months | Discrete |  |  | Building Services Asset
Electrical | N/A | Transformer | N/A | Electrical Power | Transformer | LV |  | EP-Tr-Lv | High | Site Wide | Yes | 6 - 12 months | Discrete | Step-up transformer Step-down transformer Voltage transformer Current transformer Isolation transformer | A device that transfers electrical energy between different circuits by electromagnetic induction, utilizing coils and a magnetic core. It enables voltage to be stepped up or down, facilitating efficient transmission and distribution of electrical power. | Building Services Asset
Electrical | N/A | Transformer/Ring Main Unit | N/A | Electrical Power | Switchboard | Ring Main Unit |  | EP-SB-RMU | High | Site Wide | Yes | +12 months | Discrete | Ring Main Distribution System (RMDS) Ring Main Switchgear (RMS) Ring Main Unit (RMU) Switchgear Ring Main Circuit Breaker (RMCB) Ring Main Panel (RMP) Ring Main Feeder (RMF) Ring Main Control Unit (RMCU) Ring Main Assembly (RMA) Ring Main Power Distribution Unit (RMPDU) Ring Main Protection Unit (RMPU) | A compact distribution unit used in electrical power systems to control and distribute electricity in a ring configuration. It typically includes circuit breakers, switches, and protection devices, providing reliable and efficient distribution of power to various loads | Building Services Asset
Electrical | N/A | Uninterruptible Power Supply | N/A | Electrical Power | UPS |  |  | EP-UPS | Low | Multi Space Single Floor | No | < 6 months | System | Uninterruptible Power System (UPS) Battery Backup System | An electrical device that provides emergency power to connected equipment during power outages or fluctuations. It typically consists of a battery or battery bank, a rectifier, and an inverter, which work together to provide seamless and reliable backup power, protecting critical systems from disruptions or damage caused by power interruptions. | Building Services Asset
Electrical | N/A | Waste Compactor | N/A | Waste | Compactor |  |  | WA-Co | Low | Single Space | No | 6 - 12 months | Discrete |  |  | Building Services Asset
Electrical | N/A | Refrigerated Cooling System | N/A | Refrigeration | Cool Room |  |  | RE-CLR | Medium | Site Wide | No | 6 - 12 months | Discrete | Cold storage room Walk-in refrigerator Chiller room Temperature-controlled storage facility Cold chamber Cold storage unit Climate-controlled room Cold storage locker Temperature-controlled chamber | A large enclosed area equipped with refrigeration systems designed to maintain a consistently cold environment.
Electrical | N/A | Nursecall System | Emergency Assistance | Medical & Laboratory Equipment | Nurse Call System | Call Point |  | MLE-NCS-CP | Medium | Multi Space Single Floor | Yes | < 6 months | Zone | Call button Nurse call button Call bell Patient call button Nurse call station Call light Patient call bell Bedside call button Patient assistance call point Call system button | A small device located within a patient's reach in healthcare facilities. It allows patients to summon assistance from nurses or healthcare providers when they require immediate attention or have specific needs. When pressed, the nurse call button sends a signal to a central nurse call system, alerting staff to the patient's request for help. | Miscellaneous Asset
Electrical | N/A | Mortice Lock | N/A | Security | Access Control | Mortice Lock |  | SE-ACon-MoL | Low | Multi Space Single Floor | No | < 6 months | System
Fire | N/A | Booster Assembly | N/A | Fire Suppression | Fire Protection Booster Assembly |  |  | FS-FPBA | High | Multi Space Multi Floor | Yes | 6 - 12 months | Discrete |  | Pump assembly used to enhance the effectiveness of fire protection systems by ensuring an adequate water supply is delivered to hydrants | Building Services Asset
Fire | N/A | Control Valve | N/A | Fire Suppression | Sprinklers | Sprinkler Control Valve Assembly |  | FS-Sp-SCVA | High | Multi Space Multi Floor | Yes | 6 - 12 months | Discrete | Sprinkler Control Valve | A crucial component of a fire sprinkler system that controls the flow of water or other extinguishing agents to the sprinkler heads. It is typically a mechanical valve located in the main water supply line of the sprinkler system. The sprinkler control valve is responsible for opening or closing the water supply to the sprinkler system. When a fire is detected, either by a heat-sensitive element in a sprinkler head or by a separate fire detection system, the control valve is activated to allow water to flow into the system. | Building Services Asset
Fire | N/A | Detector | N/A | Fire Detection | Fire Detectors |  |  | FD-FD | Medium | Single Space | Yes | < 6 months | Zone | Smoke Detector Heat Detector Flame Detector Multi-Sensor Detector Air Aspirating Smoke Detector Beam Detector Heat Detection System | A device designed to detect the presence of fire or the conditions associated with a fire typically equipped with sensors that can detect smoke, heat, or flames. | Systems Asset
Fire | N/A | Drencher | N/A | Fire Suppression | Sprinklers | Sprinkler Head | Deluge | FS-Sp-SH-De | Medium | Single Space | Yes | < 6 months | Zone | Deluge System | A type of fire protection system that is designed to rapidly discharge large amounts of water over a wide area in the event of a fire. | Systems Asset
Fire | N/A | Emergency Warning Control and Indicating Equipment | N/A | Fire Detection | Emergency Warning Control Indicating Equipment |  |  | FD-EWCIE | High | Site Wide | Yes | 6 - 12 months | System | EWIS System Emergency Warning and Intercommunication System | The main component of the Emergency Warning System (EWS), referring to the central control unit and associated devices used to manage and monitor emergency warning systems in buildings or facilities. It integrates fire alarms, public address (PA) systems, and intercoms to facilitate effective communication, evacuation guidance, and emergency response coordination, ensuring the safety and well-being of occupants. | Building Services Asset
Fire | N/A | Fire Alarm | N/A | Fire Detection | Audible Alarm Device |  |  | FD-AAD | Medium | Single Space | Yes | < 6 months | Zone | Fire Alarm Sounder Fire Alarm Audible Device Fire Alarm Notification Device Fire Alarm Bell Annunciator Fire Alarm Siren | A loud audible signalling device used in fire alarm systems to alert occupants of a building or area about the presence of a fire or emergency | Systems Asset
Fire | N/A | Fire Blanket | N/A | Fire Suppression | Fire Blanket |  |  | FS-FB | Medium | Single Space | Yes | < 6 months | System | Flame Retardant Blanket Fire Safety Blanket Fire Extinguishing Blanket Fire Suppression Blanket | A safety device made of fire-resistant materials, designed to extinguish small fires by smothering them. It is used by covering the fire source with the blanket, effectively cutting off the oxygen supply and preventing the fire from spreading further.
Fire | N/A | Fire Detection Control Indicating Equipment | N/A | Fire Detection | Fire Detection Control Indicating Equipment |  |  | FD-FDCIE | High | Site Wide | Yes | 6 - 12 months | System | Fire Alarm System Control Unit Fire Alarm Monitoring System Fire Alarm Master Control Panel Fire Detection and Alarm Control Panel Fire Alarm Command Center Fire Detection System Controller Fire Alarm Annunciator Panel Fire Alarm Monitoring and Control System | A central control unit and associated devices used to monitor and control a fire detection system within a building or facility. This includes a range of control panels associated with the detection of fire, indicators, and various input/output modules, allowing for the management of fire detectors, initiating devices, and alarm outputs. | Building Services Asset
Fire | N/A | Fire Door | N/A | Structure | Doors Fire Rated |  |  | ST-DFR | Medium | Single Space | Yes | < 6 months | Zone | Fire door Fire-resistant door Fireproof door Flame-retardant door Fire safety door | A specialized door designed to resist the spread of fire and smoke in a building. It is constructed with fire-resistant materials and features specific ratings and certifications to ensure its performance during a fire emergency. | Miscellaneous Asset
Fire | N/A | Fire Extinguisher | N/A | Fire Suppression | Portable Fire Extinguisher |  |  | FS-PFE | Medium | Single Space | Yes | < 6 months | Zone | Fire extinguisher Hand-held fire extinguisher | A hand-held firefighting device designed to extinguish or control small fires. It contains a pressurized agent, such as water, foam, powder, or gas, which is discharged through a nozzle or hose to suppress the flames. | Miscellaneous Asset
Fire | N/A | Fire Extinguisher | Dry Powder | Fire Suppression | Portable Fire Extinguisher | Class D Dry Powder |  | FS-PFE-CDDP | Medium | Single Space | Yes | < 6 months | Zone |  |  | Miscellaneous Asset
Fire | N/A | Fire Extinguisher | Water | Fire Suppression | Portable Fire Extinguisher | Water |  | FS-PFE-Wa | Medium | Single Space | Yes | < 6 months | Zone |  |  | Miscellaneous Asset
Fire | N/A | Fire Indicator Panel | N/A | Fire Detection | Fire Detection Control Indicating Equipment | Fire Indicator Panel |  | FD-FDCIE-FIP | High | Site Wide | Yes | < 6 months | System | Fire Alarm Control Panel (FACP) Fire Control and Indicating Panel | A central processor and visual indicator of a detection system that is connected to all field detection devices (smoke and heat detectors etc.). This is specific panel which is part of the Fire Detection Control Indicating Equipment | Building Services Asset
Fire | N/A | Gas Suppression Cylinders | N/A | Fire Suppression | Tanks | Gaseous Fire Suppression Agent Containers |  | FS-Ta-GFSAC | Medium | Single Space | Yes | < 6 months | Discrete | Gas suppression cylinders Fire extinguishing cylinders Gas fire suppression containers | Pressurized containers filled with specialized gases or chemical agents used to suppress and extinguish fires | Building Services Asset
Fire | N/A | Hosereel | N/A | Fire Suppression | Fire Hose Reel |  |  | FS-FHR | Medium | Multi Space Single Floor | Yes | < 6 months | Zone |  | A firefighting device that dispenses water used to combat fires by providing a readily accessible source of water that can be directed towards the fire. Typically extended length of 36m | Miscellaneous Asset
Fire | N/A | Hydrant Pump | N/A | Fire Suppression | Pumps |  |  | FS-Pu | High | Multi Space Multi Floor | Yes | 6 - 12 months | Discrete |  | A pump specifically used within the fire suppression system that increases water pressure to hydrants | Building Services Asset
Fire | N/A | Hydrant Pump | Jockey | Fire Suppression | Pumps | Fire Protection Ancillary Pumpset |  | FS-Pu-FPAP | High | Multi Space Multi Floor | Yes | 6 - 12 months | Discrete | Pressure Maintenance Pump | A secondary pump that maintains the pressure in the fire sprinkler system to avoid non-emergency starting of the main fire pump | Building Services Asset
Fire | N/A | Hydrant Water Tank | N/A | Fire Suppression | Tanks | Fire Protection Water Tank |  | FS-Ta-FPWT | High | Multi Space Multi Floor | Yes | 6 - 12 months | Discrete | Fire Hydrant Storage Tank | A dedicated container designed to store water specifically for supplying fire hydrants. These tanks ensure an adequate and readily available water source for firefighters to connect their hoses and access water for fire suppression efforts, particularly in areas with limited water infrastructure or during emergencies where water supply may be disrupted. | Building Services Asset
Fire | N/A | Hydrants | N/A | Fire Suppression | Fire Hydrant |  |  | FS-FH | Medium | Multi Space Single Floor | Yes | < 6 months | Zone | Fire Outlet Fire Point Hydrant Valve | A water outlet connected to an mains water supply, primarily used by firefighters to access water for firefighting operations. Typically external to a building | Miscellaneous Asset
Fire | N/A | Manual Call Point | N/A | Fire Detection | Manual Call Point |  |  | FD-MCP | Medium | Multi Space Single Floor | Yes | < 6 months | Zone | Fire Alarm Pull Station Fire Alarm Manual Pull Station Fire Alarm Manual Call Box Fire Alarm Break Glass Unit Fire Alarm Emergency Station Fire Alarm Activation Point Fire Alarm Initiating Device Fire Alarm Manual Trigger Fire Alarm Alert Switch Fire Alarm Emergency Break Glass | A device that individuals can manually activate during a fire emergency by breaking the glass or pulling a handle. It initiates a fire alarm signal, alerting the fire alarm control panel and prompting immediate response actions such as evacuation and fire suppression measures. | Miscellaneous Asset
Fire | N/A | Mimic Panel | N/A | Fire Detection | Fire Detection Control Indicating Equipment | Alarm Mimic Panel |  | FD-FDCIE-AMP | High | Multi Space Multi Floor | Yes | 6 - 12 months | System | Fire Alarm Display Panel Fire Alarm Mimic Board Fire Alarm Mimic Panel | A visual representation of a building or facility's fire alarm system. It typically consists of indicator lights or displays that mimic the status and location of fire alarms, detectors, and other devices throughout the premises, allowing for quick identification and response to potential fire incidents. | Building Services Asset
Fire | N/A | Pump | N/A | Fire Suppression | Pumps |  |  | FS-Pu | High | Site Wide | Yes | 6 - 12 months | Discrete |  | A pump specifically used within the fire suppression system that increases water pressure to supply firefighting systems | Building Services Asset
Fire | N/A | Pump | Diesel | Fire Suppression | Pumps | Fire Protection Pumpset | Diesel | FS-Pu-FPP-Di | High | Site Wide | Yes | 6 - 12 months | Discrete |  | Main Diesel Pump for use to maintain pressure in a sprinkler system | Building Services Asset
Fire | N/A | Pump | Electric | Fire Suppression | Pumps | Fire Protection Pumpset | Electric | FS-Pu-FPP-El | High | Site Wide | Yes | 6 - 12 months | Discrete |  | Main Electric Pump for use to maintain pressure in a sprinkler system | Building Services Asset
Fire | N/A | SFIP | N/A | Fire Detection | Fire Detection Control Indicating Equipment | Sub Fire Indicator Panel |  | FD-FDCIE-SFIP | High | Multi Space Multi Floor | Yes | 6 - 12 months | System | Sub FIP | An auxiliary or secondary panel connected to the main fire indicator panel (FIP). Sub FIPs are typically used in larger buildings or complexes where multiple zones or areas need individual monitoring and control. | Building Services Asset
Fire | N/A | Speaker | N/A | Fire Detection | Speakers |  |  | FD-Sp | Medium | Single Space | Yes | < 6 months | Zone |  | A component responsible for delivering audible announcements, alerts, or evacuation instructions during emergency situations, as part of an Emergency Warning Control Indicating Equipment system | Miscellaneous Asset
Fire | N/A | Sprinkler Head | N/A | Fire Suppression | Sprinklers | Sprinkler Head |  | FS-Sp-SH | Medium | Single Space | Yes | < 6 months | Zone |  | A component of a fire sprinkler system that is responsible for detecting and responding to high temperatures or heat caused by a fire. | Miscellaneous Asset
Fire | N/A | Sprinkler Pump | N/A | Fire Suppression | Pumps |  |  | FS-Pu | High | Site Wide | Yes | 6 - 12 months | Discrete |  | A pump specifically used within the fire suppression system that increases water pressure to sprinklers | Building Services Asset
Fire | N/A | Tank | N/A | Fire Suppression | Tanks |  |  | FS-Ta | High | Site Wide | Yes | 6 - 12 months | Discrete | Fire Storage tank | A specialized container for storage of fire retarding products, including water, foam, gases etc. | Building Services Asset
Fire | N/A | Very Early Smoke Detection Apparatus | N/A | Fire Detection | Fire Detectors | Aspirated Smoke |  | FD-FD-AS | Medium | Single Space | Yes | < 6 months | Zone | Air Aspirating Smoke Detector VESDA system Xtralis System | An advanced smoke detection system that uses a network of sampling pipes and a detection chamber to actively draw air samples and analyse them for the presence of smoke particles. It offers early detection capabilities and is commonly used in environments with high-value assets or where early warning is crucial. | Systems Asset
Fire | N/A | Warden Intercom Phone | N/A | Fire Detection | Warden Intercom Point |  |  | FD-WIP | Medium | Multi Space Single Floor | Yes | < 6 months | Zone | Fire Warden Communication Station Fire Warden Intercom Station Fire Warden Call Point Fire Warden Emergency Intercom Fire Warden Emergency Call Point | A communication device placed in a building for fire wardens to relay information and receive instructions during emergencies. It enables direct communication between fire wardens and the central control or command centre, facilitating efficient coordination and response efforts. | Miscellaneous Asset
Hydraulics | N/A | Backflow Prevention Device | N/A | Hydraulics | Valves | Backflow Prevention |  | HY-Va-BP | Low | Multi Space Single Floor | No | < 6 months | System | Backflow preventer Backflow valve Check valve Backflow prevention device Water backflow preventer | A device used to protect water supply systems from the undesirable reversal of water flow. It prevents the backflow of potentially contaminated water into the clean water supply by allowing water to flow in one direction only. | Miscellaneous Asset
Hydraulics | N/A | Basin | N/A | Hydraulics | Taps | Basin Set |  | HY-Tap-BS | Low | Single Space | No | < 6 months | Zone | Integrated tap and basin unit | A bathroom fixture combination that includes both a tap (faucet) and a basin (sink) as a single unit. It typically consists of a basin with pre-installed holes or cutouts to accommodate a tap or taps, allowing for the seamless integration of the two components. | Miscellaneous Asset
Hydraulics | N/A | Boiler | N/A | Hydraulics | Potable Water Units | Boiling Water Unit |  | HY-PWU-BWU | Low | Single Space | No | < 6 months | Zone | Hot water boiler | An appliance that provide a ready supply of potable drinking hot water, primarily used in kitchens | Building Services Asset
Hydraulics | N/A | Calorifier | N/A | Hydraulics | Calorifier |  |  | HY-CL | Medium | Multi Space Multi Floor | No | < 6 months | Discrete | Hot water storage tank Hot water cylinder Water heater Water storage vessel Domestic hot water tank Calorifier vessel | A device used to store and heat water for domestic or commercial purposes. It typically consists of a tank or cylinder that uses the principle of heat exchange either by hot water or by steam through convection to heat the water it contains, to raise the water temperature. This asset is typically installed and maintained by a hydraulics/plumbing contractor. | Building Services Asset
Hydraulics | N/A | Calorifier | Solar Hot Water | Mechanical | Calorifier | Water-Water |  | ME-CL-Wa | Medium | Multi Space Multi Floor | No | < 6 months | Discrete | Hot water storage tank Hot water cylinder Water heater Water storage vessel Domestic hot water tank Calorifier vessel | A device used to store and heat water for domestic or commercial purposes. It typically consists of a tank or cylinder that uses the principle of heat exchange by hot water through convection to heat the water it contains, to raise the water temperature. This asset is typically installed and maintained by a hydraulics/plumbing contractor. | Building Services Asset
Hydraulics | N/A | Calorifier | Domestic Hot Water | Mechanical | Calorifier | Water-Water |  | ME-CL-Wa | Medium | Multi Space Multi Floor | No | < 6 months | Discrete | Hot water storage tank Hot water cylinder Water heater Water storage vessel Domestic hot water tank Calorifier vessel | A device used to store and heat water for domestic or commercial purposes. It typically consists of a tank or cylinder that uses the principle of heat exchange by hot water through convection to heat the water it contains, to raise the water temperature. This asset is typically installed and maintained by a hydraulics/plumbing contractor. | Building Services Asset
Hydraulics | N/A | Drain | Floorwaste | Hydraulics | Grates | Floor Waste |  | HY-Gr-FW | Low | Single Space | No | < 6 months | System | Floor drain grate | A cover with openings used to allow water and liquids to drain through while preventing larger objects from entering the drainage system. It is commonly installed in areas like bathrooms and basements to promote efficient drainage and prevent water damage. | Miscellaneous Asset
Hydraulics | N/A | eWater | N/A | Hydraulics | Water Treatment | eWater |  | HY-WT-EW | Low | Single Space | No | < 6 months | System |  | A water system that provides ready-to-use, on-demand supply of disinfectant, cleaning, and sanitising solutions by passing regular tap water into two chambers, one with a positive electrical charge, and the other with a negative charge. A dilute salt solution is introduced to a chamber containing two electrodes that segregate the ions formed to create Sodium hydroxide and Hypochlorous acid.
Hydraulics | N/A | Eye Wash | N/A | Hydraulics | Safety | Emergency Eye Wash Stations |  | HY-Sa-EEWS | Medium | Single Space | Yes | < 6 months | Zone | Eye wash station Eye wash station unit Eye rinse station Emergency eyewash unit Eye flushing station Safety eye wash station | A safety fixture designed to provide immediate flushing and irrigation to the eyes in case of exposure to hazardous materials or substances. | Miscellaneous Asset
Hydraulics | N/A | Filtration | N/A | Hydraulics | Water Treatment and Filtration |  |  | HY-WT | Medium | Multi Space Multi Floor | No | < 6 months | System |  | A device or system used to purify and improve the quality of water by removing impurities, contaminants, and undesirable substances. | Building Services Asset
Hydraulics | N/A | Fixture | N/A | [5 empty] | Low | Single Space | No | < 6 months | Zone
Hydraulics | N/A | Gas Valve | N/A | Hydraulics | Gas Valve |  |  | HY-GV | Low | Multi Space Single Floor | No | < 6 months | Zone |  | A device used to control the flow of gas in a gas supply system. It is responsible for regulating the amount of gas entering or exiting a pipeline or appliance. | Building Services Asset
Hydraulics | N/A | Grease Interceptor Trap | N/A | Hydraulics | Trade Waste | Grease Arrestor |  | HY-TW-GA | Low | Single Space | No | < 6 months | System | Grease trap Grease interceptor Grease separator | A hydraulic device designed to capture and separate grease, oil, and fats from wastewater. It is commonly installed in commercial kitchens, food establishments, and other facilities where grease-laden water is generated. | Building Services Asset
Hydraulics | N/A | Grey Water Treatment Plant | N/A | [5 empty] | Medium | Multi Space Multi Floor | No | 6 - 12 months | Discrete |  |  | Building Services Asset
Hydraulics | N/A | Heater | N/A | Hydraulics | Hot Water Unit |  |  | HY-HWU | Low | Single Space | No | < 6 months | System |  | An appliance that provide a ready supply of hot water | Building Services Asset
Hydraulics | N/A | Heater | Domestic Hot Water | Hydraulics | Hot Water Unit | Instant hot water units |  | HY-HWU-IHWU | Low | Single Space | No | < 6 months | System | Tankless water heater On demand water heater | A type of water heating system that provides hot water instantly and on demand, without the need for a storage tank. It heats the water directly as it flows through the unit, providing hot water whenever it is needed. | Building Services Asset
Hydraulics | N/A | Hose Tap | N/A | Hydraulics | Taps | Hose cock tee Handle |  | HY-Tap-HCTH | Low | Single Space | No | < 6 months | System | Hose bib Outdoor faucet Garden tap | A plumbing fixture that consists of a valve and an outlet for attaching a hose or pipe. It is used to control the flow of water or other fluids through the hose or pipe. Hose cocks are commonly found in outdoor areas, such as gardens, and are used for tasks like watering plants or washing surfaces. | Miscellaneous Asset
Hydraulics | N/A | Hot Water Boost | N/A | [5 empty] | Low | Multi Space Single Floor | No | < 6 months | Discrete |  |  | Building Services Asset
Hydraulics | N/A | Hot Water Plant | N/A | [5 empty] | Low | Multi Space Single Floor | No | < 6 months | Discrete |  |  | Building Services Asset
Hydraulics | N/A | Hot Water Unit | N/A | Hydraulics | Potable Water Units | Boiling Water Unit |  | HY-PWU-BWU | Low | Single Space | No | < 6 months | Zone | Hot water boiler | An appliance that provide a ready supply of potable drinking hot water, primarily used in kitchens | Building Services Asset
Hydraulics | N/A | Isolation Valve | N/A | Hydraulics | Valves | Isolation |  | HY-Va-Is | Low | Multi Space Single Floor | No | < 6 months | System | Shut-off valve Service valve Stop valve | A type of valve used to control the flow of fluid or gas within a hydraulic system. It is typically placed at specific points in hydraulic or piping systems to isolate or shut off the flow of water or other fluids for maintenance, repairs, or emergencies. Isolation valves are designed to provide a reliable means of stopping or regulating the flow, allowing for convenient control and maintenance of the system. | Building Services Asset
Hydraulics | N/A | Medical Equipment Washer | N/A | [5 empty] | Medium | Single Space | Yes | 6 - 12 months | Discrete |  |  | Building Services Asset
Hydraulics | N/A | Meter | Gas | Hydraulics | Gas Services | Meter |  | HY-GS-Me | Low | Multi Space Single Floor | No | < 6 months | System | Gas Authority Meter | A device used to measure and monitor the consumption of Gas | Building Services Asset
Hydraulics | N/A | Meter | Cold Water | Hydraulics | Meters |  |  | HY-Me | Low | Multi Space Single Floor | No | < 6 months | System |  | A device used to measure and monitor the volume or flow rate of water consumed in residential, commercial, or industrial settings. It accurately records water usage, facilitating billing and conservation efforts by promoting awareness of water consumption. | Building Services Asset
Hydraulics | N/A | Meter | N/A | Hydraulics | Meters |  |  | HY-Me | Low | Multi Space Single Floor | No | < 6 months | System |  | A device used to measure and monitor the volume or flow rate of water consumed in residential, commercial, or industrial settings. It accurately records water usage, facilitating billing and conservation efforts by promoting awareness of water consumption. | Building Services Asset
Hydraulics | N/A | Pipework | N/A | Hydraulics | Pipe and Fittings |  |  | HY-PAF | Low | Multi Space Single Floor | No | < 6 months | System |  | Components of hydraulic systems, facilitating the transport and control of fluid. The pipes, whether rigid or flexible and convey hydraulic fluid between system components. Fittings, such as connectors, adapters, and couplings, are used to securely join pipes together or connect them to hydraulic equipment, ensuring proper fluid flow and system functionality.
Hydraulics | N/A | Pressure gauge/pipework | N/A | Hydraulics | Pipework Accessories | Pressure Gauge |  | HY-PA-PG | Low | Single Space | No | < 6 months | System | Pressure meter Pressure indicator | A measuring instrument inserted into the pipework used to monitor and display the pressure of fluids in hydraulic systems. | Miscellaneous Asset
Hydraulics | N/A | Pressure Vessel | N/A | [5 empty] | Low | Multi Space Single Floor | No | < 6 months | System |  |  | Building Services Asset
Hydraulics | N/A | Pump | Sewer | Hydraulics | Pumps |  |  | HY-Pu | Medium | Multi Space Multi Floor | No | < 6 months | Discrete |  | A mechanical device designed to move water from one location to another. It creates pressure and forces water through the plumbing pipes, ensuring a steady flow of water for various applications. | Building Services Asset
Hydraulics | N/A | Pump | Cold Water | Hydraulics | Pumps |  |  | HY-Pu | Medium | Multi Space Multi Floor | No | < 6 months | Discrete |  | A mechanical device designed to move water from one location to another in a Hydraulic system. It creates pressure and forces water through the plumbing pipes, ensuring a steady flow of water for various applications. | Building Services Asset
Hydraulics | N/A | Pump | Domestic Hot Water | Hydraulics | Pumps |  |  | HY-Pu | Medium | Multi Space Multi Floor | No | < 6 months | Discrete |  | A mechanical device designed to move water from one location to another in a Hydraulic system. It creates pressure and forces water through the plumbing pipes, ensuring a steady flow of water for various applications. | Building Services Asset
Hydraulics | N/A | Pump | N/A | Hydraulics | Pumps |  |  | HY-Pu | Medium | Multi Space Multi Floor | No | < 6 months | Discrete |  | A mechanical device designed to move water from one location to another in a Hydraulic system. It creates pressure and forces water through the plumbing pipes, ensuring a steady flow of water for various applications. | Building Services Asset
Hydraulics | N/A | Pump | Rainwater | Hydraulics | Pumps |  |  | HY-Pu | Medium | Multi Space Multi Floor | No | < 6 months | Discrete |  | A mechanical device designed to move water from one location to another in a Hydraulic system. It creates pressure and forces water through the plumbing pipes, ensuring a steady flow of water for various applications. | Building Services Asset
Hydraulics | N/A | Pump | Stormwater | Hydraulics | Pumps |  |  | HY-Pu | Medium | Multi Space Multi Floor | No | < 6 months | Discrete |  | A mechanical device designed to move water from one location to another in a Hydraulic system. It creates pressure and forces water through the plumbing pipes, ensuring a steady flow of water for various applications. | Building Services Asset
Hydraulics | N/A | Regulator | N/A | Hydraulics | Gas Valve | Regulator |  | HY-GV-Re | Low | Multi Space Single Floor | No | < 6 months | Zone |  | A device used to control and maintain a consistent pressure of gas within a gas supply system. It reduces the high-pressure gas from a supply source to a lower, safer, and more manageable pressure for use in appliances or other applications. | Miscellaneous Asset
Hydraulics | N/A | Reverse Osmosis System | N/A | Hydraulics | Potable Water Units | Water Filter Unit | Reverse Osmosis | HY-PWU-WFU-RO | Medium | Multi Space Multi Floor | No | < 6 months | Discrete |  | A water treatment technology that employs a semi-permeable membrane to remove a wide range of impurities from water. It operates by applying pressure to the water, forcing it through the membrane and leaving behind contaminants such as dissolved solids, chemicals, and microorganisms. | Building Services Asset
Hydraulics | N/A | Riser | N/A | [5 empty] | Low | Single Space | No | < 6 months | Discrete
Hydraulics | N/A | Safety Shower | N/A | Hydraulics | Safety | Emergency Shower |  | HY-Sa-ES | Medium | Single Space | Yes | < 6 months | Zone | Safety shower Drench shower Emergency shower Safety drench shower Safety deluge shower Emergency body wash station | A safety fixture designed to provide immediate and thorough rinsing of the body in the event of chemical exposure or other hazardous situations. | Miscellaneous Asset
Hydraulics | N/A | Sink | N/A | Hydraulics | Sinks |  |  | HY-Si | Low | Single Space | No | < 6 months | Zone | Basin | A basin or bowl-shaped structure with a drain. | Miscellaneous Asset
Hydraulics | N/A | Sink | Cleaner | Hydraulics | Sinks | Cleaners Sink with Grate |  | HY-Si-CSWG | Low | Single Space | No | < 6 months | Zone | Basin | A specialized type of sink designed for specific cleaning and maintenance tasks in commercial or industrial settings with a built in grate.. It is larger and more durable than typical sinks and is equipped with features to handle heavy-duty cleaning operations. Cleaner's sinks often have a deep basin, sturdy construction, and may include additional elements like a hose attachment or built-in storage for cleaning supplies. | Miscellaneous Asset
Hydraulics | N/A | Sink | Dental | Medical & Laboratory Equipment | Dental Spittoon |  |  | MLE-DS | Medium | Single Space | Yes | < 6 months | Discrete | Dental Sink Dental Cuspidor Dental Bowl | A specialized sink or basin used in dental offices and clinics for patients to rinse and spit out fluids during dental procedures. I | Miscellaneous Asset
Hydraulics | N/A | Tank | Gas | Hydraulics | Bulk Gas Tank |  |  | HY-BGT | Medium | Site Wide | No | 6 - 12 months | Discrete |  | A fixed pressure vessel for bulk storage and containment of gases at above atmospheric pressure. | Building Services Asset
Hydraulics | N/A | Tank | N/A | Hydraulics | Tanks |  |  | HY-Ta | Medium | Site Wide | No | 6 - 12 months | Discrete | Container Vessel | A container or storage vessel that holds fluids in a hydraulic system | Building Services Asset
Hydraulics | N/A | Tank | Break Tank | Hydraulics | Tank | Break |  | Hy-Ta-Br | Medium | Site Wide | No | 6 - 12 months | Discrete |  | A non-pressurized, closed water tank, with an air gap to ensure zero backflow. | Building Services Asset
Hydraulics | N/A | Tank | Rainwater Recycling | Hydraulics | Tanks | Rainwater |  | HY-Ta-Ra | Medium | Site Wide | No | 6 - 12 months | Discrete | Rain barrel Rainwater harvesting tank Rainwater storage tank Rainwater collection tank | A container used to collect and store rainwater runoff from rooftops or other surfaces. It is typically connected to a downspout or gutter system to capture the rainwater and store it for later use. | Building Services Asset
Hydraulics | N/A | Tank | Stormwater Harvesting | Hydraulics | Tanks | Stormwater |  | HY-Ta-St | Medium | Site Wide | No | 6 - 12 months | Discrete | Detention Tank | A container used to collect and store stormwater runoff from rooftops or other surfaces. It is typically connected to a downspout or gutter system to capture the stormwater and manage water runoff during storm or high rainfall events | Building Services Asset
Hydraulics | N/A | Tank | Trade Waste Treatment | Waste | Waste Water | Holding Tanks | Trade Waste | WA-WW-HT-TW | Medium | Site Wide | No | 6 - 12 months | Discrete |  | A container or reservoir that to collect and temporarily store waste water before it is discharged to sewer from a commercial or industrial premise, that has, or has the capacity to have, a waste strength higher than normal domestic wastewater. | Building Services Asset
Hydraulics | N/A | Tank | Treated Waste Water | Waste | Waste Water | Holding Tanks | Treated Waste Water | WA-WW-HT-TWW | Medium | Site Wide | No | 6 - 12 months | Discrete |  | A container or reservoir used to store waste water that has undergone some form of treatment or purification process. This type of tank is typically used in waste water treatment plants or other facilities where wastewater is treated to remove contaminants before disposal or reuse. | Building Services Asset
Hydraulics | N/A | Tank | Storage | [5 empty] | Medium | Site Wide | No | 6 - 12 months | Discrete |  |  | Building Services Asset
Hydraulics | N/A | Tempering Mixing Valve | N/A | Hydraulics | Valves | Tempering Valves |  | HY-Va-TV | Medium | Single Space | Yes | < 6 months | Zone |  | A device used to regulate and control the temperature of water by blending hot and cold water supplies. It ensures that the delivered water is at a safe and consistent temperature, preventing scalding or discomfort. | Building Services Asset
Hydraulics | N/A | Thermostatic Mixer Valve | Domestic Hot Water | Hydraulics | Valves | Thermostatic Mixing Valves |  | HY-Va-TMV | Medium | Single Space | Yes | < 6 months | Zone |  | A device used to regulate and control the temperature of water by blending hot and cold water supplies. It ensures that the delivered water is at a safe and consistent temperature, preventing scalding or discomfort. | Building Services Asset
Hydraulics | N/A | Thermostatic Mixer Valve | N/A | Hydraulics | Valves | Thermostatic Mixing Valves |  | HY-Va-TMV | Medium | Single Space | Yes | < 6 months | Zone |  | A device used to regulate and control the temperature of water by blending hot and cold water supplies. It ensures that the delivered water is at a safe and consistent temperature, preventing scalding or discomfort. | Building Services Asset
Hydraulics | N/A | Variable Speed Drives | N/A | Hydraulics | Electric Motor Starters and Drives | Variable Speed Drives |  | HY-EMS-VSD | Low | Single Space | No | < 6 months | System |  |  | Building Services Asset
Hydraulics | N/A | Waste Water Treatment | N/A | [5 empty] | Medium | Site Wide | No | 6 - 12 months | Zone
Hydraulics | N/A | Water Filtration and Dispenser | N/A | Hydraulics | Potable Water Units | Water Filter Unit |  | HY-PWU-WFU | Low | Single Space | No | < 6 months | System | Drinking water filter Water purification system Water filtration unit Portable water purifier Water treatment device Potable water filtration system Drinking water purifier Water filter system | A device or system that removes impurities and contaminants from water, making it safe for drinking or other potable uses. It utilizes various filtration technologies to eliminate harmful particles, bacteria, chemicals, and odors, improving the water's quality and taste. These units can take the form of countertop filters, under-sink filters, pitcher filters, or whole-house filtration systems and are designed to meet recognized drinking water standards. | Building Services Asset
Hydraulics | N/A | Water Fountain | N/A | Hydraulics | Potable Water Units | Drinking Fountain |  | HY-PWU-DF | Low | Single Space | No | < 6 months | Zone | Water dispenser Drinking water fountain Public water fountain Bottle filler station Water station Water cooler Mains-fed water fountain Plumbed water fountain Hydration station Refill station | A fixture that is fixed in place and designed to provide a continuous flow of potable water for drinking purposes. The fountain is directly connected to the building's water supply system, ensuring a constant source of fresh water that is readily accessible to individuals for hydration. | Building Services Asset
Hydraulics | N/A | Water Management System | N/A | [5 empty] | Medium | Site Wide | No | 6 - 12 months | System
Hydraulics | N/A | Water Softener | N/A | Hydraulics | Water Treatment | Water Softener |  | HY-WT-WS | Medium | Multi Space Multi Floor | No | < 6 months | System | Water conditioner Water descaler Water deionizer Ion exchange system Water treatment system Water softening system Water purifier Water decalcifier Water demineraliser Water hardness reducer | A device or system used to treat hard water by removing mineral ions, primarily calcium and magnesium. | Miscellaneous Asset
Land | N/A | Land | N/A
Mechanical | N/A | Air Conditioning Unit | N/A | Mechanical | Air Conditioner Fan Coil Unit | DX |  | ME-ACFCU-DX | Low | Single Space | No | < 6 months | Zone | Split air conditioner Room air conditioner | The indoor unit of a split system air conditioning unit. The indoor unit, typically installed inside a room or building, contains the evaporator coil, fan, and air filter. The indoor unit is connected to the outdoor unit via refrigerant lines to provide cooling or heating to the space. | Building Services Asset
Mechanical | N/A | Air Conditioning Unit | Computer Room | Mechanical | Process/Precision Air Conditioner |  |  | ME-PAC | Medium | Single Space | Yes | < 6 months | Zone | CRAC Computer Room A/C Unit | A specialized cooling system designed to maintain precise temperature and humidity levels in sensitive environments, such as data centres and server rooms. It provides precise control over cooling capacity, airflow, and filtration to ensure optimal conditions for equipment operation. | Building Services Asset
Mechanical | N/A | Air Handling Unit | N/A | Mechanical | Air Handling Unit |  |  | ME-AHU | Medium | Multi Space Multi Floor | No | 6 - 12 months | Discrete | AHU Air handler | A device used to regulate and circulate air as part of a heating, ventilating, and air-conditioning system. An air handler is usually a large metal box containing a fan/blower, coils, filters, sound attenuators, and dampers. | Building Services Asset
Mechanical | N/A | Air Terminal | N/A | Mechanical | Air Terminal Units |  |  | ME-ATU | Low | Single Space | No | 6 - 12 months | Zone | Variable Air Volume Box VAV Box Constant Air Volume Box | A small unit that contains a heating and/or cooling coil, automatic damper, or some combination of the three. Used to control the temperature of a single room. | Miscellaneous Asset
Mechanical | N/A | Alarm System | N/A | [5 empty] | Low | Single Space | No | < 6 months | System |  |  | Systems Asset
Mechanical | N/A | Blower | N/A | Mechanical | Fans |  |  | ME-Fa | Medium | Multi Space Single Floor | Yes | < 6 months | Discrete | Air blower Fan | A device used to generate a high volume of air by rotating impellers or blades. It is typically driven by an electric motor. | Building Services Asset
Mechanical | N/A | Boiler | N/A | Mechanical | Boiler |  |  | ME-Bo | Medium | Site Wide | No | +12 months | Discrete |  | A device used to generate heat or hot water by burning fuel, typically gas, oil, or biomass, in a combustion chamber. The heat produced by the boiler is transferred to water or a heat transfer fluid, which is then circulated to provide heating or hot water for various applications, typically where temperatures exceed 100 degrees Celsius | Building Services Asset
Mechanical | N/A | Boiler | Hot Water | Mechanical | Boiler | High Temperature Heating Hot Water |  | ME-Bo-HTHHW | Medium | Site Wide | No | +12 months | Discrete | High-temperature hot water boiler Industrial hot water boiler Process heating boiler Hot water furnace Industrial heating boiler High-temperature water boiler High-temperature water heating unit | A specialized type of boiler designed to provide hot water for high-temperature heating applications. It utilizes a combustion process to generate heat, which is transferred to the water to produce hot water at elevated temperatures. | Building Services Asset
Mechanical | N/A | Boiler | Steam | Mechanical | Boiler | Steam |  | ME-Bo-St | Medium | Site Wide | No | +12 months | Discrete | Steam generator Steam boiler system Industrial steam boiler High-pressure steam boiler Steam furnace | A device that generates steam through the combustion of fuel, typically using oil, gas, or coal. The steam produced is used for various applications, such as heating, power generation, or industrial processes that require high-temperature steam. | Building Services Asset
Mechanical | N/A | Building Management System | N/A | Building Management and Control |  |  |  | BMC | Medium | Site Wide | No | 6 - 12 months | System | Building Automation System (BAS) Building Control System Building Operations System Building Energy Management System (BEMS) Building Monitoring and Control System Building Supervisory Control System | A centralized control system that oversees and regulates various building systems such as HVAC and other mechanical systems, often with interfaces to other systems including lighting, security, fire and hydraulics. It enhances operational efficiency, occupant comfort, and safety by integrating and automating the management of these systems within a facility. | Systems Asset
Mechanical | N/A | Calorifier | N/A | Mechanical | Calorifier |  |  | ME-CL | Medium | Multi Space Multi Floor | No | < 6 months | Discrete | Hot water storage tank Hot water cylinder Water heater Water storage vessel Domestic hot water tank Calorifier vessel | A device used to store and heat water for domestic or commercial purposes. It typically consists of a tank or cylinder that uses the principle of heat exchange either by hot water or by steam through convection to heat the water it contains, to raise the water temperature. This asset is typically installed and maintained by a mechanical contractor. | Building Services Asset
Mechanical | N/A | Chiller | N/A | Mechanical | Chiller |  |  | ME-Chr | Medium | Site Wide | No | +12 months | Discrete |  | A refrigeration system that is designed to cool fluid or air for HVAC purposes by removing heat by circulating a refrigerant through a compressor, condenser, expansion valve, and evaporator. | Building Services Asset
Mechanical | N/A | Chiller | Air Cooled | Mechanical | Chiller | Air Cooled |  | ME-Chr-AC | Medium | Site Wide | No | +12 months | Discrete |  |  | Building Services Asset
Mechanical | N/A | Compressor | Air Compressor | Mechanical | Air Compressor |  |  | ME-ACPR | Low | Multi Space Single Floor | No | < 6 months | System | Pneumatic compressor Compressed air unit Air compression unit | A device that converts power, typically from an electric motor or an internal combustion engine, into potential energy stored in compressed air. It draws in ambient air and compresses it to a higher pressure. | Building Services Asset
Mechanical | N/A | Compressor | N/A | Mechanical | Air Compressor |  |  | ME-ACPR | Low | Multi Space Single Floor | No | < 6 months | System | Pneumatic compressor Compressed air unit Air compression unit | A device that converts power, typically from an electric motor or an internal combustion engine, into potential energy stored in compressed air. It draws in ambient air and compresses it to a higher pressure. | Building Services Asset
Mechanical | N/A | Compressor | Medical Air Compressor | Medical Gases | Medical Air Compressor |  |  | MG-MAC | Medium | Multi Space Single Floor | Yes | < 6 months | System | Medical-grade air compressor Healthcare air compressor Medical air supply unit Hospital air compressor | A device specifically designed to supply compressed air that meets the quality standards required for medical applications. It is used in healthcare facilities to generate a clean and consistent source of compressed air for various medical purposes, such as respiratory therapy, surgical tools, and medical equipment. | Building Services Asset
Mechanical | N/A | Compressor | Condensed Water | [5 empty] | Low | Single Space | No | < 6 months | Discrete |  |  | Building Services Asset
Mechanical | N/A | Condenser | N/A | Mechanical | Air Conditioner Condenser |  |  | ME-ACC | Low | Single Space | No | < 6 months | Zone | Condensing unit Outdoor unit AC condenser Air conditioner condenser | A key component of an air conditioning system that helps remove heat from indoor air. It is typically located outside the building and works by compressing refrigerant gas to release heat energy, allowing the refrigerant to cool down and condense into a liquid state. | Building Services Asset
Mechanical | N/A | Control Panel | N/A | [5 empty] | Low | Single Space | No | < 6 months | Discrete |  |  | Building Services Asset
Mechanical | N/A | Controller | N/A | [5 empty] | Low | Single Space | No | < 6 months | Zone |  |  | Building Services Asset
Mechanical | N/A | Controller | Pump | [5 empty] | Low | Single Space | No | < 6 months | Discrete |  |  | Building Services Asset
Mechanical | N/A | Cooling Tower | N/A | Mechanical | Cooling Tower |  |  | ME-CT | Medium | Site Wide | No | +12 months | Discrete |  | A cooling tower is designed to remove heat from a building or facility by spraying water down through the tower to exchange heat into the inside of the building | Building Services Asset
Mechanical | N/A | Cooling Tower/Adiabatic Cooler | N/A | Mechanical | Closed Circuit Fluid Cooler | Adiabatic |  | ME-CCFC-Ad | Medium | Site Wide | No | +12 months | Discrete | Adiabatic Cooling Towers Hybrid Fluid Coolers Evaporative Fluid Coolers Closed Loop Adiabatic Coolers | A heat exchanger system that efficiently cools fluids. It combines closed loop circulation of fluids to prevent contamination and water loss with adiabatic cooling, where water is evaporated within the closed loop to lower the fluid temperature. This enables energy-efficient cooling while minimizing water consumption in various applications. | Building Services Asset
Mechanical | N/A | Damper | N/A | Mechanical | Damper |  |  | ME-Da | Low | Single Space | No | < 6 months | Zone |  | A device used to control or regulate the flow of air or gas within a duct or ventilation system. It consists of a movable plate or blade that can be adjusted to restrict or allow the passage of air. | Miscellaneous Asset
Mechanical | N/A | Damper | Smoke Control Damper | Mechanical | Damper | Motorised Fire Smoke Damper |  | ME-Da-MFSD | Medium | Single Space | Yes | < 6 months | Zone |  | A specialized damper designed to prevent the spread of fire and smoke through ductwork in buildings. It incorporates a motorized actuator for automatic operation and is typically installed in HVAC systems or ventilation systems where fire and smoke containment is critical. These dampers are constructed with fire-resistant materials and are activated by fire alarm systems or smoke detectors. | Building Services Asset
Mechanical | N/A | Diffuser | N/A | Mechanical | Air Distribution Products | Supply Air Diffuser |  | ME-ADP-SAD | Low | Single Space | No | < 6 months | Zone | Supply grille Supply vent Supply register Supply diffuser | A component of an HVAC system that delivers conditioned air from the supply ducts into the occupied space. It is typically a vent or grille located on walls, ceilings, or floors, and it is designed to distribute air evenly throughout the area. The grille may feature adjustable louvers or dampers to control the direction and volume of airflow. | Miscellaneous Asset
Mechanical | N/A | Dosing | N/A | Mechanical | Water Treatment and Filtration | Chemical Dosing Pot |  | ME-WT-CDP | Medium | Site Wide | No | < 6 months | System | Chemical dosing tank Chemical feed pot | A vessel or container used in a mechanical system to safely and accurately introduce chemicals into a system | Building Services Asset
Mechanical | N/A | Ducted Cassette | N/A | Mechanical | Fan Coil Units | Ducted |  | ME-FCU-Du | Low | Single Space | No | < 6 months | Zone | Ducted Terminal unit | A type of fan coil unit that is designed to be connected to a ductwork system for centralized heating and cooling. It consists of a heating and/or cooling coils, a fan, and a housing, and is installed in a concealed location such as a ceiling or a false ceiling. The unit draws air from the ducts, conditions it by heating or cooling, and then delivers the conditioned air back into the ductwork for distribution throughout the room/space. | Building Services Asset
Mechanical | N/A | Electric Radiator | N/A | Mechanical | Radiators | Electric Panel |  | ME-Ra-EP | Low | Single Space | No | < 6 months | Zone | Electric heating panel Electric heating unit Electric thermal radiator | A standalone heating device that uses electricity as its energy source to generate heat. It typically consists of heating elements, often made of metal, that are heated up when an electric current passes through them. | Building Services Asset
Mechanical | N/A | Evaporative Cooler | N/A | Mechanical | Evaporative Cooler |  |  | ME-EC | Low | Multi Space Single Floor | No | 6 - 12 months | Discrete | Swamp cooler Desert cooler Air cooler Evaporative air conditioner Wet air cooler | A cooling device that uses the natural process of evaporation to lower the temperature of the air. It consists of a fan, water reservoir, and evaporative pads. The fan draws warm air through the wet pads, causing the water to evaporate and cool the air before it is circulated back into the room. | Building Services Asset
Mechanical | N/A | Exhaust | N/A | Mechanical | Kitchen Exhaust Hood |  |  | ME-KEH | Medium | Single Space | Yes | < 6 months | Zone | Range hood Cooker hood Extractor hood Vented hood Kitchen hood Cooking hood Overhead hood | A mechanical device installed above a kitchen stove or cooktop to remove airborne grease, smoke, heat, and odors produced during cooking. It typically contains a fan or blower that draws in the polluted air and directs it through ductwork to the exterior of the building, effectively venting it outside. Kitchen exhaust hoods play a crucial role in maintaining a clean and safe kitchen environment while improving indoor air quality. | Systems Asset
Mechanical | N/A | Fan | N/A | Mechanical | Fans |  |  | ME-Fa | Medium | Multi Space Multi Floor | No | < 6 months | Discrete | Air blower Fan | A device used to generate a high volume of air by rotating impellers or blades. It is typically driven by an electric motor. | Building Services Asset
Mechanical | N/A | Fan Coil Unit | N/A | Mechanical | Fan Coil Units |  |  | ME-FCU | Low | Single Space | No | < 6 months | System | Terminal unit | A device used for heating and cooling in HVAC systems. It consists of a coil, a fan, and a housing, and is typically installed in individual rooms or spaces. The fan coil unit circulates air across the coil, where it is either heated or cooled, and then delivers the conditioned air into the room. | Building Services Asset
Mechanical | N/A | Fuel system | N/A | [5 empty] | Low | Single Space | No | 6 - 12 months | Discrete |  |  | Building Services Asset
Mechanical | N/A | Grille | N/A | Mechanical | Air Distribution Products | Relief/Return Air Grille |  | ME-ADP-RAG | Low | Single Space | No | < 6 months | Zone | Return grille Return vent Return register Return air diffuser | A component of an HVAC system that allows air to flow back to the return ducts from the occupied space. It is typically a vent or grille located on walls, ceilings, or floors, and it is designed to provide a pathway for air to return to the HVAC system for recirculation and filtration. The grille may feature adjustable louvers or dampers to control the airflow and balance the system. | Miscellaneous Asset
Mechanical | N/A | Header Arrangment | Heating Hot Water | [5 empty] | Low | Single Space | No | 6 - 12 months | System
Mechanical | N/A | Heat Exchanger | N/A | Mechanical | Heat Exchanger |  |  | ME-HE | Medium | Multi Space Multi Floor | No | 6 - 12 months | Discrete |  | A device designed to transfer heat between two fluids without mixing them. It utilizes a solid barrier or surface to facilitate the exchange of thermal energy between the fluids | Building Services Asset
Mechanical | N/A | Heat Exchanger | Air | Mechanical | Heat Exchanger | Air to air |  | ME-HE-ATA | Medium | Multi Space Multi Floor | No | 6 - 12 months | Discrete | Air-to-air heat recovery unit Heat recovery ventilator (HRV) Energy recovery ventilator (ERV) Heat exchange ventilation system Air-to-air heat exchanger system Air-to-air heat recovery system Air exchanger Air heat recovery unit Cross-flow heat exchanger | A device that transfers heat between two separate airstreams. It allows for the exchange of thermal energy from the exhaust air to the incoming fresh air. The heat exchanger consists of a series of plates or a heat recovery wheel that facilitates efficient heat transfer between the air streams. | Building Services Asset
Mechanical | N/A | Heat Exchanger | Heating Hot Water | Mechanical | Heat Exchanger | Fluid to fluid |  | ME-HE-FTF | Medium | Multi Space Multi Floor | No | 6 - 12 months | Discrete | Fluid-to-fluid heat exchanger Liquid-to-liquid heat exchanger | A device designed to transfer heat between two different fluids, such as water, oil, or a refrigerant. It facilitates the exchange of thermal energy from one fluid to another without direct contact between the two fluids. The heat exchanger typically consists of tubes or plates that enable efficient heat transfer between the fluid streams. | Building Services Asset
Mechanical | N/A | Heat Exchanger | Steam | Mechanical | Heat Exchanger | Steam to fluid |  | ME-HE-STF | Medium | Multi Space Multi Floor | No | 6 - 12 months | Discrete | Steam-to-liquid heat exchanger Steam interchanger Steam heat transfer unit Steam-to-fluid converter Steam-to-liquid exchanger Steam-to-water exchanger | A device that transfers heat between steam and a fluid (such as water, oil, or a refrigerant). It enables the transfer of thermal energy from the steam to the fluid, allowing for heating or cooling applications. The heat exchanger typically consists of tubes or plates to facilitate efficient heat transfer between the steam and the fluid. | Building Services Asset
Mechanical | N/A | Hood | N/A | [5 empty] | Low | Single Space | No | < 6 months | Zone
Mechanical | N/A | Hot Water Boost | N/A | Mechanical | Pumps | Centrifugal in line |  | ME-Pu-CIL | Medium | Multi Space Multi Floor | No | < 6 months | Discrete | In-line booster pump In-line booster pump | A type of pump used for fluid transfer and circulation in various applications. Installed in-line with the piping, it utilizes centrifugal force to generate pressure and move the fluid through the system. | Building Services Asset
Mechanical | N/A | Humidifier | N/A | Mechanical | Humidifier |  |  | ME-Hu | Medium | Multi Space Multi Floor | No | < 6 months | Discrete |  | A device used to increase the humidity level in indoor spaces by adding moisture to the air. It typically consists of a water reservoir, a mechanism to disperse the water vapor, and controls to regulate humidity levels. | Building Services Asset
Mechanical | N/A | Hydronic Seperator | N/A | Mechanical | Water Treatment and Filtration | Air-Dirt Separator |  | ME-WT-AS | Medium | Multi Space Multi Floor | No | +12 months | System |  | A device used in mechanical HVAC systems to remove dirt, debris, and air bubbles from the circulating water or air. It operates by utilizing centrifugal force or filtration mechanisms to separate and collect these impurities. | Building Services Asset
Mechanical | N/A | Isolation Valve | Gas | Mechanical | Gas Valve | Isolation |  | ME-GV-Is | Low | Single Space | No | < 6 months | Zone | Gas shut-off valve Gas stop valve Gas line valve | A device used to control the flow of gas in a plumbing or gas distribution system. It is typically installed at key points in the gas pipeline to allow for shutting off the gas supply in case of emergencies, maintenance, or repairs. | Building Services Asset
Mechanical | N/A | Isolation Valve | N/A | Mechanical | Valves | Isolation |  | ME-Va-Is | Low | Single Space | No | < 6 months | System | Shut-off valve Service valve Stop valve | A type of valve used to control the flow of fluid or gas within a mechanical system. It is typically placed at specific points in a mechanical piping systems to isolate or shut off the flow of water or other fluids for maintenance, repairs, or emergencies. Isolation valves are designed to provide a reliable means of stopping or regulating the flow, allowing for convenient control and maintenance of the system. | Building Services Asset
Mechanical | N/A | Manifold | Medical Gas | Medical Gases | Manifolds |  |  | MG-Ma | Medium | Multi Space Single Floor | Yes | < 6 months | System | Medical gas distribution system Medical gas control panel | A system used in healthcare facilities to control and distribute medical gases to various points of use. It consists of a central control panel with multiple gas outlets and valves, allowing for the regulated supply of gases such as oxygen, nitrous oxide, and medical air | Building Services Asset
Mechanical | N/A | Master Alarm Panel | N/A | Building Management and Control | Controls Equipment Panel | Alarm Panel |  | BMC-ConEP-AP | Low | Single Space | No | < 6 months | System | Mechanical System Monitoring Panel Equipment Alarm Panel Mechanical Fault Detection Panel Equipment Monitoring and Alarm Panel Mechanical System Alarm Console Machine Fault Indicator Panel Equipment Status and Alert Panel | A central control unit designed to monitor and provide alerts for mechanical systems in a building or facility. It typically includes sensors, indicators, and audible alarms to notify operators or maintenance personnel about potential issues or malfunctions in systems such as HVAC, pumps, motors, or other mechanical equipment. | Building Services Asset
Mechanical | N/A | Medical Gas Panel | N/A | Medical Gases | Medical Gas Alarm Panel |  |  | MG-MGAP | Medium | Multi Space Single Floor | Yes | < 6 months | Zone | Medical gas alarm system Medical gas monitoring panel Medical gas safety panel Medical gas alert panel | A monitoring and alert system used in healthcare facilities to ensure the safety and proper functioning of medical gas supply systems. It continuously monitors the pressure and flow of various medical gases, such as oxygen, nitrous oxide, and medical air, and provides visual and audible alarms to alert healthcare personnel in case of abnormal conditions, such as low pressure or gas leakages, requiring immediate attention and intervention. | Building Services Asset
Mechanical | N/A | Packaged Air Conditioning | N/A | Mechanical | Air Conditioning Unit | Packaged DX |  | ME-ACU-PDX | Low | Multi Space Single Floor | No | < 6 months | Discrete | Packaged air conditioner Packaged AC unit Rooftop unit (RTU) Rooftop air handler | A self-contained HVAC system that combines multiple components, including the compressor, condenser, evaporator, and air handling unit, into a single package. It is typically installed outside the building and provides both cooling and heating functions for the space it serves. | Building Services Asset
Mechanical | N/A | Panel | Heating Hot Water | Mechanical | Radiators | Heating Water |  | ME-Ra-HW | Low | Multi Space Single Floor | No | < 6 months | Zone | Radiator Panel | A specific type of radiator design that consists of a flat panel with a series of fins or tubes using heated hot water for heat exchange. It is commonly used in heating systems to provide efficient heat transfer and distribution. | Building Services Asset
Mechanical | N/A | Panel | Hydronic | Mechanical | Radiators | Heating Water |  | ME-Ra-HW | Low | Multi Space Single Floor | No | < 6 months | Zone | Radiator Panel | A specific type of radiator design that consists of a flat panel with a series of fins or tubes using heated hot water for heat exchange. It is commonly used in heating systems to provide efficient heat transfer and distribution. | Building Services Asset
Mechanical | N/A | Panel | N/A | [5 empty] | Low | Single Space | No | < 6 months | System
Mechanical | N/A | Pipework | Heating Hot Water | Mechanical | Pipe and Fittings |  |  | ME-PAF | Low | Single Space | No | 6 - 12 months | System |  | Components of mechanical systems, facilitating the transport and control of fluid. The pipes, whether rigid or flexible and convey mechanical fluid between system components. Fittings, such as connectors, adapters, and couplings, are used to securely join pipes together or connect them to hydraulic equipment, ensuring proper fluid flow and system functionality. | Systems Asset
Mechanical | N/A | Pipework | N/A | Mechanical | Pipe and Fittings |  |  | ME-PAF | Low | Single Space | No | 6 - 12 months | System |  | Components of mechanical systems, facilitating the transport and control of fluid. The pipes, whether rigid or flexible and convey mechanical fluid between system components. Fittings, such as connectors, adapters, and couplings, are used to securely join pipes together or connect them to hydraulic equipment, ensuring proper fluid flow and system functionality. | Systems Asset
Mechanical | N/A | Pneumatic Tube System | N/A | Vertical Transportation | Pneumatic Tube System |  |  | VT-PTS | Medium | Multi Space Multi Floor | No | 6 - 12 months | System | Air tube system Vacuum tube transport | A network of tubes used for transporting solid objects, documents, or samples through air pressure. It involves the use of a pneumatic compressor to create air pressure differentials, propelling the objects through the tubes from one location to another. | Systems Asset
Mechanical | N/A | Pool Water Heater | Hydrotherapy | Spas and Pools | Pool Heater |  |  | SP-PH | Low | Single Space | No | 6 - 12 months | Discrete | Pool heater Pool heat pump Pool heating system Pool water warming unit | A device used to heat the water in a swimming pool, | Building Services Asset
Mechanical | N/A | Pool Water Heater | N/A | Spas and Pools | Pool Heater |  |  | SP-PH | Low | Single Space | No | 6 - 12 months | Discrete |  |  | Building Services Asset
Mechanical | N/A | Pump | Chilled Water | Mechanical | Pumps |  |  | ME-Pu | Medium | Multi Space Multi Floor | No | < 6 months | Discrete |  | A mechanical device designed to move water from one location to another in a mechanical system. It creates pressure and forces water through the plumbing pipes, ensuring a steady flow of water for various applications. | Building Services Asset
Mechanical | N/A | Pump | Component Cooling Water | Mechanical | Pumps |  |  | ME-Pu | Medium | Multi Space Multi Floor | No | < 6 months | Discrete |  | A mechanical device designed to move water from one location to another in a mechanical system. It creates pressure and forces water through the plumbing pipes, ensuring a steady flow of water for various applications. | Building Services Asset
Mechanical | N/A | Pump | Heating Hot Water | Mechanical | Pumps |  |  | ME-Pu | Medium | Multi Space Multi Floor | No | < 6 months | Discrete |  | A mechanical device designed to move water from one location to another in a mechanical system. It creates pressure and forces water through the plumbing pipes, ensuring a steady flow of water for various applications. | Building Services Asset
Mechanical | N/A | Pump | Steam | Mechanical | Pumps |  |  | ME-Pu | Medium | Multi Space Multi Floor | No | < 6 months | Discrete |  | A mechanical device designed to move water from one location to another in a mechanical system. It creates pressure and forces water through the plumbing pipes, ensuring a steady flow of water for various applications. | Building Services Asset
Mechanical | N/A | Pump | N/A | Mechanical | Pumps |  |  | ME-Pu | Medium | Multi Space Multi Floor | No | < 6 months | Discrete |  | A mechanical device designed to move water from one location to another in a mechanical system. It creates pressure and forces water through the plumbing pipes, ensuring a steady flow of water for various applications. | Building Services Asset
Mechanical | N/A | Radiator | N/A | Mechanical | Radiators |  |  | ME-Ra | Low | Single Space | No | < 6 months | Zone | Flat panel radiator Panel-style radiator Compact radiator Slimline radiator Low-profile radiator Designer radiator panel Vertical panel radiator Horizontal panel radiator Wall-mounted panel radiator Slim radiator panel | A specific type of radiator design that consists of a flat panel with a series of fins or tubes for heat exchange. It is commonly used in heating systems to provide efficient heat transfer and distribution. | Building Services Asset
Mechanical | N/A | Split System | N/A | Mechanical | Air Conditioner Fan Coil Unit | DX |  | ME-ACFCU-DX | Low | Single Space | No | < 6 months | Zone | Split air conditioner Room air conditioner | The indoor unit of a split system air conditioning unit. The indoor unit, typically installed inside a room or building, contains the evaporator coil, fan, and air filter. The indoor unit is connected to the outdoor unit via refrigerant lines to provide cooling or heating to the space. | Building Services Asset
Mechanical | N/A | Suction | N/A | Medical Gases | Medical Suction | Vacuum Pump |  | MG-MS-VP | High | Multi Space Multi Floor | Yes | < 6 months | Discrete | Medical suction pump Surgical vacuum pump Healthcare vacuum system Medical vacuum unit Hospital vacuum pump Clinical vacuum system | A device used in healthcare settings to generate a controlled vacuum for suctioning fluids and gases during medical procedures. | Building Services Asset
Mechanical | N/A | Tank | N/A | Mechanical | Tanks |  |  | ME-Ta | Medium | Multi Space Multi Floor | No | 6 - 12 months | Discrete |  |  | Building Services Asset
Mechanical | N/A | Tank | Storage | Mechanical | Tanks | Storage |  | ME-Ta-St | Medium | Multi Space Multi Floor | No | 6 - 12 months | Discrete |  |  | Building Services Asset
Mechanical | N/A | Vacuum | N/A | [5 empty] | Medium | Multi Space Multi Floor | No | < 6 months | Discrete |  |  | Building Services Asset
Mechanical | N/A | Vacuum Insulated Evaporator | N/A | Medical Gases | Tanks | Vacuum Insulated Evaporator |  | MG-Ta-VIE | High | Multi Space Multi Floor | Yes | 6 - 12 months | Discrete | VIE | A form of pressure vessel that allows the bulk storage of cryogenic liquids including oxygen, nitrogen and argon. | Building Services Asset
Mechanical | N/A | Vacuum Pump | N/A | Mechanical | Vacuum Pump |  |  | ME-VP | Low | Multi Space Single Floor | No | < 6 months | Discrete |  | A device used to create or maintain a vacuum within a closed system by removing gas or air molecules. It operates by mechanically drawing or pushing the gas out of the system, creating a partial or near-total vacuum. | Building Services Asset
Mechanical | N/A | Variable Refrigerant Flow | N/A | [5 empty] | Low | Multi Space Single Floor | No | < 6 months | System
Mechanical | N/A | Package Air-Conditioning Unit | N/A | Mechanical | Air Conditioning Unit | Packaged DX |  | ME-ACU-PDX | Low | Multi Space Single Floor | No | < 6 months | Discrete | Packaged air conditioner Packaged AC unit Rooftop unit (RTU) Rooftop air handler | A self-contained HVAC system that combines multiple components, including the compressor, condenser, evaporator, and air handling unit, into a single package. It is typically installed outside the building and provides both cooling and heating functions for the space it serves. | Building Services Asset
Mechanical | N/A | Heat Exchanger | Chilled Water | Mechanical | Heat Exchanger | Fluid to fluid |  | ME-HE-FTF | Medium | Multi Space Multi Floor | No | 6 - 12 months | Discrete | Fluid-to-fluid heat exchanger Liquid-to-liquid heat exchanger | A device designed to transfer heat between two different fluids, such as water, oil, or a refrigerant. It facilitates the exchange of thermal energy from one fluid to another without direct contact between the two fluids. The heat exchanger typically consists of tubes or plates that enable efficient heat transfer between the fluid streams. | Building Services Asset
Mechanical | N/A | Pump | Heat pump | Mechanical | Pumps |  |  | ME-Pu | Medium | Multi Space Multi Floor | No | < 6 months | Discrete |  | A mechanical device designed to move water from one location to another in a mechanical system. It creates pressure and forces water through the plumbing pipes, ensuring a steady flow of water for various applications. | Building Services Asset
Mechanical | N/A | Heater | N/A | [5 empty] | Low | Single Space | No | < 6 months | Zone
Medical | Patient Monitors | Acute Care Monitor | Contrast Medium Injection System Syringe
Medical | Ward Equipment | Alcolmeter | N/A
Medical | Pumps | Alternating-pressure Pump | N/A
Medical | Anaesthesia Support Devices | Anaesthesia Unit Absorber | Carbon Dioxide Absorber, Reusable
Medical | Anaesthesia Support Devices | Anaesthesia Unit Vaporiser | N/A
Medical | Anaesthetic Units | Anaesthetic Machine | N/A
Medical | Anaesthesia Support Devices | Anaesthetic Ventilator | N/A
Medical | Anaesthesia Support Devices | Anaesthetist's Trolley | N/A
Medical | Analysers | Analysers | Other
Medical | CSSD Equipment | Ancillary Equipment | Cart
Medical | CSSD Equipment | Ancillary Equipment | Surgical Scrub Sink System
Medical | Imaging Systems | Angiography | Bi-Plane - General Purpose
Medical | Imaging Systems | Angiography | Bi-Plane - Neurological
Medical | Imaging Systems | Angiography | Single Plane - Cardiovascular
Medical | Imaging Systems | Angiography | Single Plane - General Purpose
Medical | Imaging Systems | Angiography | Single Plane - Neurological
Medical | Imaging Systems | Angiography | Other
Medical | Apheresis Units | Apheresis System | N/A
Medical | Ward Equipment | Aspirator | N/A
Medical | Audiology Equipment | Audiometer | N/A
Medical | Mortuary Equipment | Autopsy | Automated Biodisinfection Unit
Medical | Mortuary Equipment | Autopsy | Autopsy Sink
Medical | Mortuary Equipment | Autopsy | Autopsy Table
Medical | Mortuary Equipment | Autopsy | Downdraft Table
Medical | Beds | Bed | Bariatric
Medical | Beds | Bed | Basic Electric Hospital
Medical | Beds | Bed | Birthing Bed/Table, Powered
Medical | Beds | Bed | Paediatric
Medical | Ward Equipment | Bed Wetting Alarm | N/A
Medical | Ventilators | Bedside Ventilator | Adult
Medical | Ventilators | Bedside Ventilator | Neonatal/Paediatric
Medical | BiPAP/CPAP | BiPAP Unit | N/A
Medical | Laboratory Equipment | Blood Cell Processor | N/A
Medical | Haemofiltration and Haemodiafiltration Units | Blood Warmer Unit | N/A
Medical | Ward Equipment | Breast Pump | N/A
Medical | Operating Theatre Equipment | Camera | Integrated Theatre Camera - Controller
Medical | Operating Theatre Equipment | Camera | Integrated Theatre Camera - IP
Medical | Operating Theatre Equipment | Camera | Integrated Theatre Camera - Mobile
Medical | Ophthalmic Equipment | Camera | N/A
Medical | Ophthalmic Equipment | Camera | Retinal Optial Coherence Tomography
Medical | Imaging Systems | Cardiac Catheter | Bi-Plane
Medical | Imaging Systems | Cardiac Catheter | Bi-plane - EP
Medical | Imaging Systems | Cardiac Catheter | Other
Medical | Imaging Systems | Cardiac Catheter | Single Plane
Medical | Imaging Systems | Cardiac Catheterization Cardiac Mapping System | N/A
Medical | Heart-lung bypass units | Cardiopulmonary Bypass System | Blood Warmer
Medical | Heart-lung bypass units | Cardiopulmonary Bypass System | Heater Cooler
Medical | Heart-lung bypass units | Cardiopulmonary Bypass System | Other
Medical | Heart-lung bypass units | Cardiopulmonary Bypass System | Pump
Medical | Heart-lung bypass units | Cardiopulmonary Bypass System | Trolley
Medical | Heart-lung bypass units | Cardiopulmonary Bypass System | N/A
Medical | Patient Monitors | Cardiotocograph | N/A
Medical | Ward Equipment | Cast Cutter | N/A
Medical | Patient Monitors | Central Station | Patient Monitoring System Central Station Monitor
Medical | Laboratory Equipment | Centrifuge | N/A
Medical | Chairs | Chair | Audiometer
Medical | Chairs | Chair | Bariatric
Medical | Chairs | Chair | Dialysis
Medical | Chairs | Chair | General Examanation/Treatment
Medical | Chairs | Chair | Shower
Medical | Laboratory Equipment | Chromotography System | Chromatography System
Medical | Analysers | Composition Analyser | N/A
Medical | Couches | Couch | Electric
Medical | Couches | Couch | Height Adjustable
Medical | Neurophysiology Equipment | Counter | N/A
Medical | BiPAP/CPAP | CPAP Unit | N/A
Medical | Allied Health Equipment | Crosstrainer | N/A
Medical | Imaging Systems | CT Scanner | CT - 16 slice
Medical | Imaging Systems | CT Scanner | CT - 64 slice
Medical | Imaging Systems | CT Scanner | CT - Greater Than 64 Slice
Medical | Imaging Systems | CT Scanner | Full-body
Medical | Imaging Systems | CT Scanner | Hybrid
Medical | Imaging Systems | CT Scanner | Other
Medical | Laboratory Equipment | Cytometer Flow | N/A
Medical | Imaging Systems | Data Acquisition Unit | N/A
Medical | Patient Monitors | Defibrillation System | Defibrillator
Medical | Imaging Systems | Densitometer | Bone Densitometer
Medical | Dental Equipment | Dental Chair | Electric Chair
Medical | Dental Equipment | Dental Delivery Unit | Delivery System
Medical | Dental Equipment | Dental Instrument | Dental Computer Assisted Anaesthesia Injection Handpiece
Medical | Dental Equipment | Dental Instrument | Endodontic Obturation System
Medical | Dental Equipment | Dental Instrument | Rotary Dental Scaler
Medical | Dental Equipment | Dental Laboratory | Curing Unit
Medical | Dental Equipment | Dental Laboratory | Grinder
Medical | Dental Equipment | Dental Laboratory | Lathe
Medical | Dental Equipment | Dental Light | Dental/Surgical Polymerization Lamp
Medical | Dental Equipment | Dental Light | LED
Medical | Dental Equipment | Dental Mixer | Amalgam Mixer
Medical | Dental Equipment | Dental Mixer | Impression Material Mixer
Medical | Dental Equipment | Dental X-ray | Stationary Extraoral Dental X-ray System, Digital
Medical | Dental Equipment | Dental X-ray | Stationary Intraoral Dental X-ray System, Digital
Medical | Dental Equipment | Dental X-ray | Stationary Panoramic Dental X-ray System, Digital
Medical | Haemofiltration and Haemodiafiltration Units | Dialysis Unit | Haemofiltration System
Medical | Haemofiltration and Haemodiafiltration Units | Dialysis Unit | Other
Medical | Operating Theatre Equipment | Digital Operating Theatre | Integrated Theatre Camera - Fixed
Medical | Ward Equipment | Doppler | N/A
Medical | Patient Monitors | Electrocardiograph | Cardiopulmonary Stress Exercise Monitoring System
Medical | Patient Monitors | Electrocardiograph | N/A
Medical | Ward Equipment | Electroconvulsive Therapy System | N/A
Medical | Ward Equipment | Electroencephalography System | Electroencephalographic Monitoring System, Stationary
Medical | Neurophysiology Equipment | Electromyography System | N/A
Medical | Electrosurgical Units | Electrosurgical Generator | Argon Plasma
Medical | Electrosurgical Units | Electrosurgical Generator | Argon-enhanced Electrosurgical System Generator
Medical | Electrosurgical Units | Electrosurgical Generator | Monopolar/Bipolar, Argon-Enhanced
Medical | Electrosurgical Units | Electrosurgical Generator | Radiofrequency
Medical | Electrosurgical Units | Electrosurgical Tester | Endoscope Leak Tester, Electrical
Medical | Electrosurgical Units | Eletrosurgical Unit | N/A
Medical | Endoscopic/Laproscopic Equipment | Endoscopic Tower | Laparoscopic Insufflator
Medical | Endoscopic/Laproscopic Equipment | Endoscopic Tower | Speech Diagnostic Sysytem
Medical | Endoscopic/Laproscopic Equipment | Endoscopic Tower | Surgical Cutter/Coagulator, Ultrasonic Harmonic
Medical | Endoscopic/Laproscopic Equipment | Endoscopic Tower | Tissue Morcellation System
Medical | Endoscopic/Laproscopic Equipment | Endoscopic Tower | N/A
Medical | Endoscopic/Laproscopic Equipment | Endoscopic Video System | Adapter
Medical | Endoscopic/Laproscopic Equipment | Endoscopic Video System | Camera Control Unit
Medical | Endoscopic/Laproscopic Equipment | Endoscopic Video System | Endoscope Leak Tester, Electrical
Medical | Endoscopic/Laproscopic Equipment | Endoscopic Video System | Endoscope Transport Trolley
Medical | Endoscopic/Laproscopic Equipment | Endoscopic Video System | Endoscope Video Camera
Medical | Endoscopic/Laproscopic Equipment | Endoscopic Video System | Endoscopic Irrigation/Distension Bottle
Medical | Endoscopic/Laproscopic Equipment | Endoscopic Video System | Endoscopic Light Source
Medical | Endoscopic/Laproscopic Equipment | Endoscopic Video System | Endoscopic Tower
Medical | Endoscopic/Laproscopic Equipment | Endoscopic Video System | Endoscopic Video Imaging System
Medical | Endoscopic/Laproscopic Equipment | Endoscopic Video System | Image Display Monitor
Medical | Endoscopic/Laproscopic Equipment | Endoscopic Video System | Laparoscopic Towers
Medical | Endoscopic/Laproscopic Equipment | Endoscopic Video System | Video Printer
Medical | CSSD Equipment | Endoscopy Reprocessing Equipment | Disinfecting Unit
Medical | CSSD Equipment | Endoscopy Reprocessing Equipment | Flushing Unit
Medical | CSSD Equipment | Endoscopy Reprocessing Equipment | Sterile Dryer
Medical | Operating Theatre Equipment | Examination Light | Light System
Medical | Allied Health Equipment | Exercise Bicycle | N/A
Medical | Endoscopic/Laparoscopic Instruments | Flexible Scope | Flexible Fibreoptic Choledochoscope
Medical | Endoscopic/Laparoscopic Instruments | Flexible Scope | Flexible Fibreoptic Duodenoscope
Medical | Endoscopic/Laparoscopic Instruments | Flexible Scope | Flexible Fibreoptic Gastroduodenoscope
Medical | Endoscopic/Laparoscopic Instruments | Flexible Scope | Flexible Video Cystourethroscope
Medical | Endoscopic/Laparoscopic Instruments | Flexible Scope | Video Colonoscope, Reusable
Medical | Endoscopic/Laparoscopic Instruments | Flexible Scope | Video Gastroscope
Medical | Scopes | Flexible Scope | Video Bronchoscope, Reusable
Medical | Scopes | Flexible Scope | Video Intubation Laryngoscope
Medical | Scopes | Flexible Scope | Video Nasopharyngoscope
Medical | Scopes | Flexible Scope | Video Rhinolaryngoscope, Reusable
Medical | Scopes | Flexible Scope | Video Ureteroscope
Medical | Analysers | Flow Analyser | N/A
Medical | Imaging Systems | Fluoroscopy Unit | Cardiovascular
Medical | Imaging Systems | Fluoroscopy Unit | General Purpose
Medical | Imaging Systems | Fluoroscopy Unit | Mobile
Medical | Imaging Systems | Fluoroscopy Unit | Neurological
Medical | Imaging Systems | Fluoroscopy Unit | Other
Medical | Laboratory Equipment | Freezer | N/A
Medical | Analysers | Haematology Analyser | Blood Gas
Medical | Analysers | Haematology Analyser | Blood Grouping
Medical | Analysers | Haematology Analyser | Cell Counting
Medical | Analysers | Haematology Analyser | Coagulation
Medical | Patient Monitors | High Acuity Monitor | N/A
Medical | Ward Equipment | Humidifier | N/A
Medical | Imaging Systems | Imaging Accessory | Positioning System
Medical | Analysers | Immunoassay Analyser | Chemiluminesce
Medical | Laboratory Equipment | Incubator | N/A
Medical | Neo/Paeds Equipment | Incubator | Conventional Infant Incubator
Medical | Neo/Paeds Equipment | Incubator | Transport Infant Incubator
Medical | Pumps | Infusion Pump | N/A
Medical | CSSD Equipment | Instrument Tracking | Instrument Tracking
Medical | Imaging Systems | Intensifier | Fixed
Medical | Imaging Systems | Intensifier | Mobile
Medical | Imaging Systems | Intensifier | Other
Medical | Laboratory Equipment | Laboratory Equipment | Other
Medical | Ophthalmic Equipment | Laser | Diode
Medical | Ophthalmic Equipment | Lensometer | N/A
Medical | Imaging Systems | Linear Accelerator | Stereotactic Radiosurgery/Radiation Therapy
Medical | Operating Theatre Equipment | Lithocast System | Lithotripter Ultrasonic
Medical | CSSD Equipment | Loan set lifter | Loan set lifter
Medical | Patient Monitors | Low Acuity Monitor | N/A
Medical | Patient Monitors | Medium Acuity Monitor | N/A
Medical | Analysers | Microbiology Analyser | N/A
Medical | Imaging Systems | Mobile System | N/A
Medical | Shelving | Modular Shelf | Shelving
Medical | Patient Monitors | Module Monitor | N/A
Medical | Neo/Paeds Equipment | Monitor | Infant Apneoa Monitor
Medical | Imaging Systems | MRI | Intra-operative System
Medical | Imaging Systems | MRI | MRI - 1.5T
Medical | Imaging Systems | MRI | MRI - 3T
Medical | Imaging Systems | MRI | MRI - PET
Medical | Imaging Systems | MRI | Other
Medical | Anaesthetic Machine | N/A | N/A
Medical | Ward Equipment | Nebuliser | N/A
Medical | Ward Equipment | Negative Pressure Wound Therapy System | Negative Pressure Wound Therapy System
Medical | Neurophysiology Equipment | Neurophysiological Monitoring Unit | Electromyography
Medical | Neurophysiology Equipment | Neurophysiological Monitoring Unit | Electromyography - Amplifier
Medical | Operating Theatre Equipment | Operating Microscope | General-Purpose Surgical
Medical | Operating Theatre Equipment | Operating Microscope | Neurosurgical
Medical | Operating Theatre Equipment | Operating Microscope | Ophthalmic
Medical | Operating Theatre Equipment | Operating Microscope | Other
Medical | Operating Theatre Equipment | Operating Table | Universal Operating Table, Electromechanical
Medical | Imaging Systems | OPG | N/A
Medical | Lasers | Ophthalmic Laser | Argon
Medical | Lasers | Ophthalmic Laser | Other
Medical | Ward Equipment | Opthalmoscope | N/A
Medical | Audiology Equipment | Other | N/A
Medical | BiPAP/CPAP | Other | N/A
Medical | CSSD Equipment | Other | N/A
Medical | Electrosurgical Units | Other | N/A
Medical | Endoscopic/Laproscopic Equipment | Other | N/A
Medical | Neurophysiology Equipment | Other | N/A
Medical | Operating Theatre Equipment | Other | N/A
Medical | Other | Other | N/A
Medical | Scopes | Other | N/A
Medical | Ward Equipment | Other | N/A
Medical | Ventilators | Other Ventilator | Stationary Electric High-frequency Ventilator
Medical | Ventilators | Other Ventilator | N/A
Medical | CSSD Equipment | Package Sealer | Package Sealer
Medical | Allied Health Equipment | Parallel Bar Exerciser | N/A
Medical | Pumps | Patient Care Analgesia Pump | N/A
Medical | Ward Equipment | Patient Lifter | N/A
Medical | Operating Theatre Equipment | Pendant | General Utility Supply System, Ceiling Mounted - Anaesthetic
Medical | Operating Theatre Equipment | Pendant | General Utility Supply System, Ceiling Mounted - Cath Lab
Medical | Operating Theatre Equipment | Pendant | General Utility Supply System, Ceiling Mounted - Emergency Resuscitation
Medical | Operating Theatre Equipment | Pendant | General Utility Supply System, Ceiling Mounted - ICU
Medical | Operating Theatre Equipment | Pendant | General Utility Supply System, Ceiling Mounted - Perfusion
Medical | Operating Theatre Equipment | Pendant | General Utility Supply System, Ceiling Mounted - Surgical Type 1
Medical | Operating Theatre Equipment | Pendant | General Utility Supply System, Ceiling Mounted - Surgical Type 2
Medical | Operating Theatre Equipment | Pendant | Other
Medical | Ophthalmic Equipment | Perimeter | N/A
Medical | Imaging Systems | PET-CT | PET-CT Unit
Medical | Imaging Systems | PET-CT | PET Unit
Medical | Imaging Systems | PET-CT | PET-CT - Other
Medical | Neo/Paeds Equipment | Phototherapy | Blue-Light Phototherapy Lamp, Clinical
Medical | Analysers | Physiologic Analyser | Metabolic rate, oxygen/car
Medical | Ward Equipment | Plethysmograph | Whole-Body
Medical | Ophthalmic Equipment | Projector | Visual Acuity
Medical | Analysers | Pulmonary Function Analyser | N/A
Medical | Ward Equipment | Pulse Oximeter | N/A
Medical | Pumps | Pump | Other
Medical | Ophthalmic Equipment | Refractor | N/A
Medical | Laboratory Equipment | Refrigerator | Blood
Medical | Laboratory Equipment | Refrigerator | Laboratory
Medical | Haemofiltration and Haemodiafiltration Units | Renal Pump | N/A
Medical | Respiratory Equipment | Respiratory Equipment | Other
Medical | Haemofiltration and Haemodiafiltration Units | Reverse Osmosis Unit | N/A
Medical | Endoscopic/Laparoscopic Instruments | Rigid Scope | Rigid Endoscope Telescope
Medical | Scopes | Rigid Scope | Colposcope
Medical | Scopes | Rigid Scope | Cystoscope
Medical | Allied Health Equipment | Rowing Machine | N/A
Medical | Neo/Paeds Equipment | Scale | Infant Scale, Electronic
Medical | Ward Equipment | Scale | Body Composition Analyser
Medical | Ward Equipment | Scale | Floor
Medical | Ophthalmic Equipment | Scanning System | Ultrasonic
Medical | Ophthalmic Equipment | Slit Lamp | N/A
Medical | Imaging Systems | SPECT | Gamma Camera - Dual Head
Medical | Imaging Systems | SPECT | Gamma Camera - Multihead
Medical | Imaging Systems | SPECT | Gamma camera - Other
Medical | Imaging Systems | SPECT | Gamma Camera - Single Head
Medical | Imaging Systems | SPECT | Gamma camera - SPECT CT
Medical | Audiology Equipment | Speech Amplifier | N/A
Medical | Allied Health Equipment | Stair-climber | N/A
Medical | Imaging Systems | Stereotatic | Stereotactic Mammographic X-ray System
Medical | Imaging Systems | Stereotatic | Stereotactic Neuronavigation/Planning System
Medical | CSSD Equipment | Steriliser | Plasma Steriliser
Medical | CSSD Equipment | Steriliser | Steam Steriliser
Medical | Ward Equipment | Stimulator | N/A
Medical | Imaging Systems | Support Device | CT Contrast Medium Injection System, Line-Powered, Ceiling Mounted
Medical | Imaging Systems | Support Device | CT Contrast Medium Injection System, Line-Powered, Stationary
Medical | Imaging Systems | Support Device | Data Interface Systems, Medical Device/Information System
Medical | Imaging Systems | Support Device | Defibrillators, External, Manual
Medical | Imaging Systems | Support Device | Display Patient Monitor
Medical | Imaging Systems | Support Device | Dosimetry
Medical | Imaging Systems | Support Device | General-Purpose Ultrasound Imaging System - Ancillary Device
Medical | Imaging Systems | Support Device | Image Processing System
Medical | Imaging Systems | Support Device | Interface Data Acquisition
Medical | Imaging Systems | Support Device | MRI Contrast Medium Injection System, Line-Powered
Medical | Imaging Systems | Support Device | MRI Contrast Medium Injection System, Line-Powered, Mobile
Medical | Imaging Systems | Support Device | Thermoluminescent Dosimetry Brick Radiation Detector
Medical | Imaging Systems | Support Device | X-ray Film Processor Loader
Medical | Lasers | Surgical Laser | Argon
Medical | Lasers | Surgical Laser | Carbon Dioxide
Medical | Lasers | Surgical Laser | HO:YAG
Medical | Lasers | Surgical Laser | ND:YAG
Medical | Lasers | Surgical Laser | Other
Medical | Operating Theatre Equipment | Surgical Light | Operating Room Light
Medical | Pumps | Syringe Pump | N/A
Medical | Tables | Table | General Examination/Treatment
Medical | Patient Monitors | Telemetry | N/A
Medical | Laboratory Equipment | Tissue Analyser | Tissue Processor
Medical | Ophthalmic Equipment | Tonometer | N/A
Medical | Ventilators | Transport Ventilator | Adult
Medical | Ventilators | Transport Ventilator | Neonatal/Paediatric
Medical | Allied Health Equipment | Treadmill | N/A
Medical | Mortuary Equipment | Trolley | Mortuary
Medical | Trolleys | Trolley | Medication
Medical | Trolleys | Trolley | Resuscitation
Medical | Neo/Paeds Equipment | Ultrasonography | Foetal Doppler System
Medical | Imaging Systems | Ultrasound | Bladder Volume Ultrasound Imaging System
Medical | Imaging Systems | Ultrasound | Cardiac
Medical | Imaging Systems | Ultrasound | Cranial
Medical | Imaging Systems | Ultrasound | General
Medical | Imaging Systems | Ultrasound | Intravascular
Medical | Imaging Systems | Ultrasound | Invasive Vascular Ultrasound System
Medical | Imaging Systems | Ultrasound | Obstetric
Medical | Imaging Systems | Ultrasound | Other
Medical | Imaging Systems | Ultrasound | Transoesophageal Echocardiography Unit
Medical | Pumps | Volumetric-Dual Channel Pump | N/A
Medical | Pumps | Volumetric-Single Channel Pump | N/A
Medical | Neo/Paeds Equipment | Warmer | Infant Warmer
Medical | CSSD Equipment | Washer | Other
Medical | CSSD Equipment | Washer | Tunnel
Medical | CSSD Equipment | Washer Disinfector Unit | Bedpan/Ancillary Utensil Washer/Disinfector
Medical | CSSD Equipment | Washer Disinfector Unit | Endoscope Reprocessing Unit
Medical | CSSD Equipment | Washer Disinfector Unit | Laboratory Ware Washer
Medical | CSSD Equipment | Washer Disinfector Unit | Other
Medical | CSSD Equipment | Washer Disinfector Unit | Surgical Instrument Washer/Disinfector
Medical | CSSD Equipment | Washer Disinfector Unit | Surgical Trolley Washer
Medical | CSSD Equipment | Washer Disinfector Unit | Ultrasonic Cleaner
Medical | CSSD Equipment | Washer Disinfector Unit | Ultrasonic Water Bath
Medical | Laboratory Equipment | Water Purification | Reverse-Osmosis Water Purification System
Medical | Wheelchairs | Wheelchair | Bariatric
Medical | Wheelchairs | Wheelchair | Intensive Care Unit
Medical | Wheelchairs | Wheelchair | Other
Medical | Wheelchairs | Wheelchair | Specialised
Medical | Imaging Systems | X-ray | Digital X-ray room
Medical | Imaging Systems | X-ray | Fixed
Medical | Imaging Systems | X-ray | Mobile
Medical | Imaging Systems | X-ray | Other
Medical | Imaging Systems | X-ray Mobile | Image Intensifier
Vertical Transport | N/A | Dumbwaiter | N/A | Vertical Transportation | Dumb Waiter |  |  | VT-DW | Medium | Multi Space Multi Floor | No | +12 months | Discrete | Food lift Kitchen elevator | A small freight elevator or lift used to transport goods, supplies, or food between different floors of a building | Building Services Asset
Vertical Transport | N/A | Lift | N/A | Vertical Transportation | Lift |  |  | VT-Li | Medium | Multi Space Multi Floor | No | +12 months | Discrete | Elevator | A mechanical device designed to transport people or goods between different levels or floors of a building. It typically consists of a cabin or car that travels along vertical rails or guide tracks, propelled by an electric motor. | Building Services Asset

## Miscellaneous Assets
VHBA Asset Equipment List
Note: • The data and information in the VHBA Asset Equipment List is derived from the Victorian Department of Health's AIMS Asset Framework Templates Definitions V3.xlsx and the AIMS MDS V1.xlsx • The information in this file is intended to provide the supply chain with the AIR references to be used for project specific needs • This information will be updated periodically to maintain currency with DH AIMS Framework by VHBA • The version of the VHBA Asset Equipment List shall be agreed and confirmed prior to its implementation on any VHBA project with the VHBA DE Project Champion
AIMS Asset Classification |  |  |  | VBIS Asset Classification |  |  |  |  | Initial Priority Criteria |  |  |  |  | Asset Dictionary
Asset Class | Asset Sub Class | Asset Type | Asset Subtype | Discipline | Product | Sub-Type | Sub-Sub-Type | VBIS Tag | Initial Priority | Downstream Impact | Life Safety / Essential Safety / Critical or High Importance / Legislated Asset | Replacement Timeframe | Initial Grouping | Alternative Equipment Name | Equipment Description | DE AIR Asset Group
Buildings | N/A | Hospital | Base
Electrical | N/A | Access Card Reader | N/A | Security | Access Control | Card Reader |  | SE-ACon-CR | Low | Multi Space Single Floor | No | < 6 months | System | Card Readers Access Control Readers Proximity Readers Smart Card Readers RFID Readers Swipe Readers Magnetic Stripe Readers Biometric Readers Credential Readers Entry Readers Keycard Readers Badge Readers Security Readers Authentication Readers Electronic Lock Readers | A device used to read and verify the information stored on a security access card or credential. It is commonly used in various access control systems to regulate entry into secure areas such as buildings, rooms, or facilities. Reader can read magnetic stripe card, proximity card, smart card, mobile device with near field communication (NFC) capabilities or a combination of items with biometrics. | Miscellaneous Asset
Electrical | N/A | Battery | N/A | Electrical Power | Battery Systems | Batteries |  | EP-BS-Ba | Low | Single Space | No | < 6 months | System | Power Cell Energy Storage Device | A device that stores and provides electrical energy through chemical reactions.
Electrical | N/A | Battery Charger | N/A | [5 empty] | Low | Single Space | No | < 6 months | System
Electrical | N/A | Body & Cardiac Protection | N/A | [5 empty] | Medium | Single Space | Yes | < 6 months | Zone
Electrical | N/A | Charging Bay | N/A | [5 empty] | Low | Single Space | No | < 6 months | System
Electrical | N/A | Controls/Switches | N/A | [5 empty] | Low | Multi Space Single Floor | No | < 6 months | System
Electrical | N/A | Distribution Board | N/A | Electrical Power | Switchboard | Distribution Board |  | EP-SB-DB | Low | Multi Space Single Floor | No | 6 - 12 months | Discrete | Load Centre Distribution Panel | A device that receives power from the main electrical supply and distributes it to different circuits within a building. It houses circuit breakers or fuses to protect the circuits and provides a convenient point for controlling and managing the flow of electricity. | Building Services Asset
Electrical | N/A | Duress System | N/A | Security | Duress |  |  | SE-Du | Medium | Multi Space Multi Floor | No | < 6 months | System | Panic alarm system Emergency alarm system Distress alert system | A security measure used in high-risk environments to enable individuals to discreetly call for immediate help in dangerous situations. It typically involves strategically placed panic buttons that, when activated, trigger alarms and notify security personnel or authorities for swift response and assistance. | Systems Asset
Electrical | N/A | Energy Meter | N/A | Electrical Power | Meters |  |  | EP-Me | Low | Single Space | No | < 6 months | System | Power meter | A device which is used for measuring the energy used by the electric load. Often installed as part of a Switchboard or Distribution Board. | Building Services Asset
Electrical | N/A | Equipment | Antenna | Communications | Indoor Antenna |  |  | CO-IA | Medium | Multi Space Multi Floor | No | 6 - 12 months | Zone | Aerial Wireless antenna Dish/Parabolic antenna RF antenna: Emphasizes the use of the antenna in radio frequency applications. Receiver/transmitter antenna Omni-directional antenna Directional antenna | A device that enables wireless communication by transmitting and receiving electromagnetic waves. It serves as a crucial component in various ICT systems, such as Wi-Fi networks, mobile devices, satellite communication, and other wireless technologies, facilitating the transmission of data and information.
Electrical | N/A | Equipment | NBN Connection | Communications | Network Termination Device |  |  | CO-NTD | Medium | Site Wide | No | < 6 months | System |  | National Broadband Network (NBN) Australia connection box point.
Electrical | N/A | Equipment | Telecommunication | [5 empty] | Low | Multi Space Single Floor | No | < 6 months | Discrete
Electrical | N/A | Equipment | Main Comms Room | [5 empty] | Low | Multi Space Single Floor | No | < 6 months | Discrete
Electrical | N/A | Equipment | N/A | [5 empty] | Low | Multi Space Single Floor | No | < 6 months | System
Electrical | N/A | Equipment | NBN Distribution | [5 empty] | Medium | Multi Space Multi Floor | No | < 6 months | System
Electrical | N/A | Equipment | Server Room | [5 empty] | Medium | Single Space | Yes | < 6 months | Discrete
Electrical | N/A | Fuel System or Tank | N/A | Electrical Power | Generator | Bulk Fuel Tank |  | EP-Ge-BFT | Medium | Site Wide | No | 6 - 12 months | Discrete |  |  | Building Services Asset
Electrical | N/A | Generator | N/A | Electrical Power | Generator |  |  | EP-Ge | Medium | Site Wide | No | 6 - 12 months | Discrete | Dynamo Alternator Power generator Electric generator Generator set Genset Turbine generator | A device that converts mechanical energy into electrical energy. It operates on the principle of electromagnetic induction, where a rotating shaft or turbine drives a conductor through a magnetic field, resulting in the generation of electricity. | Building Services Asset
Electrical | N/A | Generator Switchboard | N/A | Electrical Power | Switchboard | Generator Switchboard |  | EP-SB-GSB | Medium | Site Wide | No | 6 - 12 months | Discrete |  | An electrical control panel that provides the interface and control between a generator set and the electrical distribution system | Building Services Asset
Electrical | N/A | Infrastructure Cable | N/A | Electrical Power | Cable |  |  | EP-Ca | Low | Multi Space Single Floor | No | < 6 months | System | Structured cabling Power cable High voltage cable | Horizontal and vertical cabling distribution system based on copper and/or optical fibre cabling.
Electrical | N/A | Intercom | N/A | Security | Intercom |  |  | SE-In | Low | Multi Space Single Floor | No | < 6 months | System | Intercommunication System | A communication system that enables voice or video communication between individuals in different areas of a building or facility. It typically consists of intercom devices such as speakers, microphones, and video cameras, facilitating convenient and efficient communication for various purposes, including security, convenience, and coordination.
Electrical | N/A | Kitchen Conveyor Dishwasher | N/A | Kitchen Equipment | Dishwasher | Commercial | Conveyor | KE-Di-Co-Co | Low | Single Space | No | 6 - 12 months | Discrete | Rack conveyor dishwasher Continuous conveyor dishwasher Commercial conveyor dishwasher | A type of commercial dishwasher designed for high-volume dishwashing in food service establishments. It consists of a conveyor belt system that moves dish racks or trays through various stages of the cleaning process, including pre-rinsing, washing, rinsing, and drying. | Building Services Asset
Electrical | N/A | Kitchen Conveyor System | N/A | Kitchen Equipment | Conveyor Belt System |  |  | KE-CBS | Low | Single Space | No | 6 - 12 months | Discrete | Food conveyor system Kitchen transport system Kitchen logistics system | A specialized system used in commercial kitchens to transport food items, dishes, utensils, or other kitchen supplies from one area to another. It typically consists of a conveyor belt or a series of interconnected conveyors that automate the movement of items within the kitchen. | Building Services Asset
Electrical | N/A | Light System | Exit | Electrical Lighting | Emergency Lighting | Exit |  | EL-EL-Ex | Medium | Multi Space Single Floor | Yes | < 6 months | Zone | Emergency exit light Evacuation light Exit sign Safety exit light | A system consisting of safety devices installed in buildings to provide illumination and guidance during emergencies, helping occupants locate exits and evacuate safely. It typically consists of an illuminated sign or fixture mounted near exit doors or along escape routes. | Systems Asset
Electrical | N/A | Light System | Emergency | Electrical Lighting | Emergency Lighting | Luminaire |  | EL-EL-Lu | Medium | Multi Space Single Floor | Yes | < 6 months | Zone | Backup lighting Emergency lighting system Safety lighting Standby lighting Emergency egress lighting Emergency backup light | A system consisting of lighting fixtures designed to automatically illuminate during a power outage or emergency situation, ensuring visibility and safety for occupants. It is usually equipped with backup power sources, such as batteries, to provide continuous illumination. | Systems Asset
Electrical | N/A | Light System | N/A | Electrical Lighting | Lighting |  |  | EL-Li | Low | Multi Space Single Floor | No | < 6 months | Zone |  | A system consisting of electric lights, lamps, or light bulbs which are electrical components that produces light. | Systems Asset
Electrical | N/A | Light | Fixture | Electrical Lighting | Lighting | Luminaire |  | EL-Li-Lu | Low | Multi Space Single Floor | No | < 6 months | Zone | Light fixture Light fitting Luminaire | A electrical device containing an electric lamp that provides illumination | Miscellaneous Asset
Electrical | N/A | Lighting System Controller | Wireless Emergency | Electrical Lighting | Emergency Lighting | Testing | Wireless Area Controller | EL-EL-Te-WACon | Medium | Multi Space Single Floor | Yes | < 6 months | Zone | Wireless Emergency Lighting Manager Wireless Emergency Lighting Supervisor Wireless Emergency Lighting Coordinator | A device used to centrally manage and control emergency lighting systems wirelessly. It provides the capability to monitor, test, program, and coordinate multiple emergency lights from a central location, enhancing efficiency and ease of maintenance. | Systems Asset
Electrical | N/A | Lightning Strike Counter | N/A | Electrical Power | Lightning Strike Counter |  |  | EP-LSC | Low | Single Space | No | < 6 months | Discrete | Thunderstorm activity monitor Lightning Activity Monitor | A device designed to count the number of lightning strikes conducted through the down conductor on a lightning protection system. | Building Services Asset
Electrical | N/A | Main Switch Board | N/A | Electrical Power | Switchboard | Main Switch Board |  | EP-SB-MSB | High | Site Wide | Yes | +12 months | Discrete | Main Distribution Board Switchgear Panel Main Electrical Panel Main Load Center | The primary point of entry for electrical power into a building or facility. It receives power from the utility source or a main electrical panel and distributes it to various sub-distribution boards or circuits throughout the building | Building Services Asset
Electrical | N/A | Master Clock | N/A | Information Technology | Master Clock |  |  | IT-MC | Low | Multi Space Single Floor | No | < 6 months | System | Primary clock Central clock Time server Synchronized clock system | A centralized timekeeping system that synchronizes and distributes accurate time signals to multiple clocks or devices within a building or facility. | Systems Asset
Electrical | N/A | Mechanical Services Switchboard | N/A | Electrical Power | Switchboard | Mechanical Services Switch Board |  | EP-SB-MSSB | Medium | Multi Space Multi Floor | No | 6 - 12 months | Discrete | Mechanical control panel Mechanical distribution board Mechanical services panel Mechanical services distribution panel | An electrical control panel that serves as a centralized point for controlling and distributing power to mechanical equipment and systems in a building or facility. | Building Services Asset
Electrical | N/A | Nursecall System | N/A | Medical & Laboratory Equipment | Nurse Call System |  |  | MLE-NCS | Medium | Multi Space Single Floor | Yes | 6 - 12 months | Zone | Nurse communication system Patient assistance system | A communication system used in healthcare facilities to enable patients to summon assistance from nurses or caregivers. It typically consists of call buttons or devices installed in patient rooms or bathrooms that can be activated to send a signal to a central monitoring station or directly to the nurses' station. | Systems Asset
Electrical | N/A | Nursecall System | Indicator Panel | Medical & Laboratory Equipment | Nurse Call System | Annunciators |  | MLE-NCS-An | Medium | Multi Space Single Floor | Yes | 6 - 12 months | Zone | Nurse Call Display Patient Call Annunciator Nurse Call Indicator Patient Request Announcer Staff Alert Display Caregiver Annunciator Call Notification Panel | A visual or audible notification system used in healthcare facilities to alert nurses and staff about patient calls or requests for assistance. It typically displays or announces information related to the patient's room or location, allowing caregivers to promptly respond to patient needs. | Miscellaneous Asset
Electrical | N/A | Nursecall System | Medical Services Panel | Medical & Laboratory Equipment | Nurse Call System |  |  | MLE-NCS | Medium | Multi Space Single Floor | Yes | 6 - 12 months | Zone |  |  | Systems Asset
Electrical | N/A | Outlet Circuit | N/A | Electrical Power | General Purpose Outlet |  |  | EP-GPO | Low | Single Space | No | < 6 months | Zone | Power Point Socket Outlet Electrical Outlet | A system of power outlets that are used to supply power to electrical devices | Systems Asset
Electrical | N/A | PA System | N/A | Audio-Visual | Public Address System |  |  | AV-PAS | Low | Multi Space Single Floor | No | < 6 months | Zone | Public Addressing System Public Announcement System Public Communication System Announcement System | A sound reinforcement system used to amplify and distribute audio messages or announcements to a large audience or specific areas in public spaces, buildings, or venues. It typically consists of microphones, amplifiers, speakers, and control equipment to ensure clear and intelligible communication for public address purposes. | Systems Asset
Electrical | N/A | Patient Entertainment | N/A | Audio-Visual | Patient Entertainment System |  |  | AV-PES | Low | Multi Space Single Floor | No | < 6 months | Zone | Hospital Entertainment System Patient Infotainment System In-Room Entertainment System | A multimedia platform implemented in healthcare settings to provide entertainment and information to patients during their stay. It typically includes features such as television, movies, internet access, games, and patient education materials. | Systems Asset
Electrical | N/A | Power Factor Correction Unit | N/A | Electrical Power | Power Factor Correction |  |  | EP-PFC | Medium | Site Wide | No | 6 - 12 months | System | Power Factor Controller Reactive Power Compensation Device Power Factor Regulator Power Factor Correction System Power Factor Optimizer | An electrical apparatus that improves the power factor of an electrical system. It actively reduces reactive power and optimizes the balance between reactive power and real power, resulting in increased energy efficiency and reduced utility costs. | Building Services Asset
Electrical | N/A | Private Automatic Branch Exchange | N/A | Communications | Private Automatic Branch Exchange |  |  | CO-PABX | Medium | Site Wide | No | 6 - 12 months | System | PBX (Private Branch Exchange) EPABX (Electronic Private Automatic Branch Exchange) IP-PBX (Internet Protocol Private Branch Exchange) Telephone Exchange | A telephone system used within organizations to handle internal and external calls. It allows for the connection of multiple telephone extensions and provides features such as call routing, call forwarding, voicemail, and other communication functionalities. | Building Services Asset
Electrical | N/A | Racks | N/A | Communications | Server Cabinet |  |  | CO-SC | Low | Single Space | No | < 6 months | Zone | Server rack Network rack Data rack Cabinet Patch panel rack AV rack Telecom rack IT rack Enclosure | Used to house and organize various electronic devices and equipment. It provides a standardized and secure structure for mounting servers, networking equipment, power distribution units, and other components, facilitating efficient management and maintenance of the electrical infrastructure in data centres or IT environments. | Miscellaneous Asset
Electrical | N/A | Refrigerator | Drug | Medical & Laboratory Equipment | Medical Refrigerator |  |  | MLE-MR | Medium | Site Wide | No | 6 - 12 months | Discrete |  | A specialized refrigeration unit used in healthcare settings to store temperature-sensitive medications, vaccines, blood products, and other medical supplies. It is designed to maintain consistent and controlled temperature conditions to ensure the integrity and safety of the stored items. | Building Services Asset
Electrical | N/A | Residual Current Device | N/A | Electrical Power | Switchgear | Residual Current Device |  | EP-SG-RCD | Medium | Multi Space Single Floor | Yes | < 6 months | Zone | Residual current breaker (RCB) Residual current circuit breaker (RCCB) Ground fault circuit interrupter (GFCI) Earth leakage circuit breaker (ELCB) Earth leakage protector (ELP) Ground fault interrupter (GFI) Residual current protection device (RCPD) Leakage circuit breaker (LCB) Differential circuit breaker | An electrical safety device designed to quickly detect and protect against electrical leakage or ground faults. It monitors the current flowing in an electrical circuit and instantly shuts off the power supply if it detects a difference between the current flowing into the circuit and the current returning from the circuit | Miscellaneous Asset
Electrical | N/A | Residual Current Device Alarm | N/A | Electrical Power | Controls Equipment Panel | Alarm Panel |  | EP-ConEP-AP | Low | Multi Space Single Floor | No | < 6 months | System | Alarm Indicator Station Alarm Station | A audio / visual indicating panel for faults or alarms. The panel receives signals from various equipment, including RCDs, which are electrical safety devices that detect leakage currents and trip to prevent electric shocks. | Systems Asset
Electrical | N/A | Riser | Comms | [5 empty] | Low | Single Space | No | < 6 months | Discrete
Electrical | N/A | Riser | N/A | [5 empty] | Low | Single Space | No | < 6 months | Discrete
Electrical | N/A | Riser | Power | [5 empty] | Low | Single Space | No | < 6 months | Discrete
Electrical | N/A | Riser | N/A | [5 empty] | Low | Single Space | No | < 6 months | Discrete
Electrical | N/A | Security System | N/A | Security | CCTV |  |  | SE-CCTV | Medium | Multi Space Multi Floor | No | 6 - 12 months | System | Keycard access control system Proximity card access control system Swipe card access control system | A surveillance system consisting of cameras, video recorders, and a network for monitoring and recording activities in a specific area. It is commonly used for security and surveillance purposes in various settings, such as homes, businesses, public spaces, and institutions. The cameras capture video footage that can be monitored live or reviewed later, providing a means to deter, detect, and investigate incidents. | Systems Asset
Electrical | N/A | Solar System | N/A | Electrical Power | Solar power system |  |  | EP-SPS | Low | Single Space | No | 6 - 12 months | System |  |  | Systems Asset
Electrical | N/A | Solar System | Inverter | Electrical Power | Solar power system | Inverter |  | EP-SPS-In | Low | Single Space | No | 6 - 12 months | System | Photovoltaic (PV) inverter Solar power inverter Solar energy inverter PV converter Solar electricity inverter Solar panel inverter Solar system inverter Solar microinverter (for microinverter-based systems) Solar string inverter (for string inverter-based systems) | An electronic device that converts the DC electricity generated by solar panels into AC electricity suitable for powering appliances and feeding into the electrical grid. | Building Services Asset
Electrical | N/A | Solar System | Panel | Electrical Power | Solar power system | Panels |  | EP-SPS-Pa | Low | Single Space | No | < 6 months | System | solar cell panels solar electric panels PV modules Photovoltaic cells | A device that converts sunlight into electricity using the photovoltaic effect. | Miscellaneous Asset
Electrical | N/A | Speaker System | N/A | Audio-Visual | Public Address System | Speaker |  | AV-PAS-Sp | Low | Single Space | No | < 6 months | Zone | Ceiling-mounted speaker Ceiling speaker system Overhead speaker In-ceiling speaker Drop-in speaker Flush-mount speaker Tile speaker Recessed speaker Integrated ceiling speaker In-ceiling PA speaker | A specialized loudspeaker designed for use in a public address system. It is used to amplify and project audio signals, including announcements, music, or other audio content, to a large audience in various public settings. These speakers are often strategically placed in public spaces such as stadiums, auditoriums, schools, and outdoor areas to ensure clear and effective communication with the intended audience. | Systems Asset
Electrical | N/A | Switchgear | N/A | Electrical Power | Switchgear |  |  | EP-SG | Medium | Multi Space Single Floor | Yes | 6 - 12 months | Discrete
Electrical | N/A | Transformer | Isolation | Electrical Power | Transformer |  |  | EP-Tr | Medium | Single Space | Yes | 6 - 12 months | Discrete |  |  | Building Services Asset
Electrical | N/A | Transformer | N/A | Electrical Power | Transformer | LV |  | EP-Tr-Lv | High | Site Wide | Yes | 6 - 12 months | Discrete | Step-up transformer Step-down transformer Voltage transformer Current transformer Isolation transformer | A device that transfers electrical energy between different circuits by electromagnetic induction, utilizing coils and a magnetic core. It enables voltage to be stepped up or down, facilitating efficient transmission and distribution of electrical power. | Building Services Asset
Electrical | N/A | Transformer/Ring Main Unit | N/A | Electrical Power | Switchboard | Ring Main Unit |  | EP-SB-RMU | High | Site Wide | Yes | +12 months | Discrete | Ring Main Distribution System (RMDS) Ring Main Switchgear (RMS) Ring Main Unit (RMU) Switchgear Ring Main Circuit Breaker (RMCB) Ring Main Panel (RMP) Ring Main Feeder (RMF) Ring Main Control Unit (RMCU) Ring Main Assembly (RMA) Ring Main Power Distribution Unit (RMPDU) Ring Main Protection Unit (RMPU) | A compact distribution unit used in electrical power systems to control and distribute electricity in a ring configuration. It typically includes circuit breakers, switches, and protection devices, providing reliable and efficient distribution of power to various loads | Building Services Asset
Electrical | N/A | Uninterruptible Power Supply | N/A | Electrical Power | UPS |  |  | EP-UPS | Low | Multi Space Single Floor | No | < 6 months | System | Uninterruptible Power System (UPS) Battery Backup System | An electrical device that provides emergency power to connected equipment during power outages or fluctuations. It typically consists of a battery or battery bank, a rectifier, and an inverter, which work together to provide seamless and reliable backup power, protecting critical systems from disruptions or damage caused by power interruptions. | Building Services Asset
Electrical | N/A | Waste Compactor | N/A | Waste | Compactor |  |  | WA-Co | Low | Single Space | No | 6 - 12 months | Discrete |  |  | Building Services Asset
Electrical | N/A | Refrigerated Cooling System | N/A | Refrigeration | Cool Room |  |  | RE-CLR | Medium | Site Wide | No | 6 - 12 months | Discrete | Cold storage room Walk-in refrigerator Chiller room Temperature-controlled storage facility Cold chamber Cold storage unit Climate-controlled room Cold storage locker Temperature-controlled chamber | A large enclosed area equipped with refrigeration systems designed to maintain a consistently cold environment.
Electrical | N/A | Nursecall System | Emergency Assistance | Medical & Laboratory Equipment | Nurse Call System | Call Point |  | MLE-NCS-CP | Medium | Multi Space Single Floor | Yes | < 6 months | Zone | Call button Nurse call button Call bell Patient call button Nurse call station Call light Patient call bell Bedside call button Patient assistance call point Call system button | A small device located within a patient's reach in healthcare facilities. It allows patients to summon assistance from nurses or healthcare providers when they require immediate attention or have specific needs. When pressed, the nurse call button sends a signal to a central nurse call system, alerting staff to the patient's request for help. | Miscellaneous Asset
Electrical | N/A | Mortice Lock | N/A | Security | Access Control | Mortice Lock |  | SE-ACon-MoL | Low | Multi Space Single Floor | No | < 6 months | System
Fire | N/A | Booster Assembly | N/A | Fire Suppression | Fire Protection Booster Assembly |  |  | FS-FPBA | High | Multi Space Multi Floor | Yes | 6 - 12 months | Discrete |  | Pump assembly used to enhance the effectiveness of fire protection systems by ensuring an adequate water supply is delivered to hydrants | Building Services Asset
Fire | N/A | Control Valve | N/A | Fire Suppression | Sprinklers | Sprinkler Control Valve Assembly |  | FS-Sp-SCVA | High | Multi Space Multi Floor | Yes | 6 - 12 months | Discrete | Sprinkler Control Valve | A crucial component of a fire sprinkler system that controls the flow of water or other extinguishing agents to the sprinkler heads. It is typically a mechanical valve located in the main water supply line of the sprinkler system. The sprinkler control valve is responsible for opening or closing the water supply to the sprinkler system. When a fire is detected, either by a heat-sensitive element in a sprinkler head or by a separate fire detection system, the control valve is activated to allow water to flow into the system. | Building Services Asset
Fire | N/A | Detector | N/A | Fire Detection | Fire Detectors |  |  | FD-FD | Medium | Single Space | Yes | < 6 months | Zone | Smoke Detector Heat Detector Flame Detector Multi-Sensor Detector Air Aspirating Smoke Detector Beam Detector Heat Detection System | A device designed to detect the presence of fire or the conditions associated with a fire typically equipped with sensors that can detect smoke, heat, or flames. | Systems Asset
Fire | N/A | Drencher | N/A | Fire Suppression | Sprinklers | Sprinkler Head | Deluge | FS-Sp-SH-De | Medium | Single Space | Yes | < 6 months | Zone | Deluge System | A type of fire protection system that is designed to rapidly discharge large amounts of water over a wide area in the event of a fire. | Systems Asset
Fire | N/A | Emergency Warning Control and Indicating Equipment | N/A | Fire Detection | Emergency Warning Control Indicating Equipment |  |  | FD-EWCIE | High | Site Wide | Yes | 6 - 12 months | System | EWIS System Emergency Warning and Intercommunication System | The main component of the Emergency Warning System (EWS), referring to the central control unit and associated devices used to manage and monitor emergency warning systems in buildings or facilities. It integrates fire alarms, public address (PA) systems, and intercoms to facilitate effective communication, evacuation guidance, and emergency response coordination, ensuring the safety and well-being of occupants. | Building Services Asset
Fire | N/A | Fire Alarm | N/A | Fire Detection | Audible Alarm Device |  |  | FD-AAD | Medium | Single Space | Yes | < 6 months | Zone | Fire Alarm Sounder Fire Alarm Audible Device Fire Alarm Notification Device Fire Alarm Bell Annunciator Fire Alarm Siren | A loud audible signalling device used in fire alarm systems to alert occupants of a building or area about the presence of a fire or emergency | Systems Asset
Fire | N/A | Fire Blanket | N/A | Fire Suppression | Fire Blanket |  |  | FS-FB | Medium | Single Space | Yes | < 6 months | System | Flame Retardant Blanket Fire Safety Blanket Fire Extinguishing Blanket Fire Suppression Blanket | A safety device made of fire-resistant materials, designed to extinguish small fires by smothering them. It is used by covering the fire source with the blanket, effectively cutting off the oxygen supply and preventing the fire from spreading further.
Fire | N/A | Fire Detection Control Indicating Equipment | N/A | Fire Detection | Fire Detection Control Indicating Equipment |  |  | FD-FDCIE | High | Site Wide | Yes | 6 - 12 months | System | Fire Alarm System Control Unit Fire Alarm Monitoring System Fire Alarm Master Control Panel Fire Detection and Alarm Control Panel Fire Alarm Command Center Fire Detection System Controller Fire Alarm Annunciator Panel Fire Alarm Monitoring and Control System | A central control unit and associated devices used to monitor and control a fire detection system within a building or facility. This includes a range of control panels associated with the detection of fire, indicators, and various input/output modules, allowing for the management of fire detectors, initiating devices, and alarm outputs. | Building Services Asset
Fire | N/A | Fire Door | N/A | Structure | Doors Fire Rated |  |  | ST-DFR | Medium | Single Space | Yes | < 6 months | Zone | Fire door Fire-resistant door Fireproof door Flame-retardant door Fire safety door | A specialized door designed to resist the spread of fire and smoke in a building. It is constructed with fire-resistant materials and features specific ratings and certifications to ensure its performance during a fire emergency. | Miscellaneous Asset
Fire | N/A | Fire Extinguisher | N/A | Fire Suppression | Portable Fire Extinguisher |  |  | FS-PFE | Medium | Single Space | Yes | < 6 months | Zone | Fire extinguisher Hand-held fire extinguisher | A hand-held firefighting device designed to extinguish or control small fires. It contains a pressurized agent, such as water, foam, powder, or gas, which is discharged through a nozzle or hose to suppress the flames. | Miscellaneous Asset
Fire | N/A | Fire Extinguisher | Dry Powder | Fire Suppression | Portable Fire Extinguisher | Class D Dry Powder |  | FS-PFE-CDDP | Medium | Single Space | Yes | < 6 months | Zone |  |  | Miscellaneous Asset
Fire | N/A | Fire Extinguisher | Water | Fire Suppression | Portable Fire Extinguisher | Water |  | FS-PFE-Wa | Medium | Single Space | Yes | < 6 months | Zone |  |  | Miscellaneous Asset
Fire | N/A | Fire Indicator Panel | N/A | Fire Detection | Fire Detection Control Indicating Equipment | Fire Indicator Panel |  | FD-FDCIE-FIP | High | Site Wide | Yes | < 6 months | System | Fire Alarm Control Panel (FACP) Fire Control and Indicating Panel | A central processor and visual indicator of a detection system that is connected to all field detection devices (smoke and heat detectors etc.). This is specific panel which is part of the Fire Detection Control Indicating Equipment | Building Services Asset
Fire | N/A | Gas Suppression Cylinders | N/A | Fire Suppression | Tanks | Gaseous Fire Suppression Agent Containers |  | FS-Ta-GFSAC | Medium | Single Space | Yes | < 6 months | Discrete | Gas suppression cylinders Fire extinguishing cylinders Gas fire suppression containers | Pressurized containers filled with specialized gases or chemical agents used to suppress and extinguish fires | Building Services Asset
Fire | N/A | Hosereel | N/A | Fire Suppression | Fire Hose Reel |  |  | FS-FHR | Medium | Multi Space Single Floor | Yes | < 6 months | Zone |  | A firefighting device that dispenses water used to combat fires by providing a readily accessible source of water that can be directed towards the fire. Typically extended length of 36m | Miscellaneous Asset
Fire | N/A | Hydrant Pump | N/A | Fire Suppression | Pumps |  |  | FS-Pu | High | Multi Space Multi Floor | Yes | 6 - 12 months | Discrete |  | A pump specifically used within the fire suppression system that increases water pressure to hydrants | Building Services Asset
Fire | N/A | Hydrant Pump | Jockey | Fire Suppression | Pumps | Fire Protection Ancillary Pumpset |  | FS-Pu-FPAP | High | Multi Space Multi Floor | Yes | 6 - 12 months | Discrete | Pressure Maintenance Pump | A secondary pump that maintains the pressure in the fire sprinkler system to avoid non-emergency starting of the main fire pump | Building Services Asset
Fire | N/A | Hydrant Water Tank | N/A | Fire Suppression | Tanks | Fire Protection Water Tank |  | FS-Ta-FPWT | High | Multi Space Multi Floor | Yes | 6 - 12 months | Discrete | Fire Hydrant Storage Tank | A dedicated container designed to store water specifically for supplying fire hydrants. These tanks ensure an adequate and readily available water source for firefighters to connect their hoses and access water for fire suppression efforts, particularly in areas with limited water infrastructure or during emergencies where water supply may be disrupted. | Building Services Asset
Fire | N/A | Hydrants | N/A | Fire Suppression | Fire Hydrant |  |  | FS-FH | Medium | Multi Space Single Floor | Yes | < 6 months | Zone | Fire Outlet Fire Point Hydrant Valve | A water outlet connected to an mains water supply, primarily used by firefighters to access water for firefighting operations. Typically external to a building | Miscellaneous Asset
Fire | N/A | Manual Call Point | N/A | Fire Detection | Manual Call Point |  |  | FD-MCP | Medium | Multi Space Single Floor | Yes | < 6 months | Zone | Fire Alarm Pull Station Fire Alarm Manual Pull Station Fire Alarm Manual Call Box Fire Alarm Break Glass Unit Fire Alarm Emergency Station Fire Alarm Activation Point Fire Alarm Initiating Device Fire Alarm Manual Trigger Fire Alarm Alert Switch Fire Alarm Emergency Break Glass | A device that individuals can manually activate during a fire emergency by breaking the glass or pulling a handle. It initiates a fire alarm signal, alerting the fire alarm control panel and prompting immediate response actions such as evacuation and fire suppression measures. | Miscellaneous Asset
Fire | N/A | Mimic Panel | N/A | Fire Detection | Fire Detection Control Indicating Equipment | Alarm Mimic Panel |  | FD-FDCIE-AMP | High | Multi Space Multi Floor | Yes | 6 - 12 months | System | Fire Alarm Display Panel Fire Alarm Mimic Board Fire Alarm Mimic Panel | A visual representation of a building or facility's fire alarm system. It typically consists of indicator lights or displays that mimic the status and location of fire alarms, detectors, and other devices throughout the premises, allowing for quick identification and response to potential fire incidents. | Building Services Asset
Fire | N/A | Pump | N/A | Fire Suppression | Pumps |  |  | FS-Pu | High | Site Wide | Yes | 6 - 12 months | Discrete |  | A pump specifically used within the fire suppression system that increases water pressure to supply firefighting systems | Building Services Asset
Fire | N/A | Pump | Diesel | Fire Suppression | Pumps | Fire Protection Pumpset | Diesel | FS-Pu-FPP-Di | High | Site Wide | Yes | 6 - 12 months | Discrete |  | Main Diesel Pump for use to maintain pressure in a sprinkler system | Building Services Asset
Fire | N/A | Pump | Electric | Fire Suppression | Pumps | Fire Protection Pumpset | Electric | FS-Pu-FPP-El | High | Site Wide | Yes | 6 - 12 months | Discrete |  | Main Electric Pump for use to maintain pressure in a sprinkler system | Building Services Asset
Fire | N/A | SFIP | N/A | Fire Detection | Fire Detection Control Indicating Equipment | Sub Fire Indicator Panel |  | FD-FDCIE-SFIP | High | Multi Space Multi Floor | Yes | 6 - 12 months | System | Sub FIP | An auxiliary or secondary panel connected to the main fire indicator panel (FIP). Sub FIPs are typically used in larger buildings or complexes where multiple zones or areas need individual monitoring and control. | Building Services Asset
Fire | N/A | Speaker | N/A | Fire Detection | Speakers |  |  | FD-Sp | Medium | Single Space | Yes | < 6 months | Zone |  | A component responsible for delivering audible announcements, alerts, or evacuation instructions during emergency situations, as part of an Emergency Warning Control Indicating Equipment system | Miscellaneous Asset
Fire | N/A | Sprinkler Head | N/A | Fire Suppression | Sprinklers | Sprinkler Head |  | FS-Sp-SH | Medium | Single Space | Yes | < 6 months | Zone |  | A component of a fire sprinkler system that is responsible for detecting and responding to high temperatures or heat caused by a fire. | Miscellaneous Asset
Fire | N/A | Sprinkler Pump | N/A | Fire Suppression | Pumps |  |  | FS-Pu | High | Site Wide | Yes | 6 - 12 months | Discrete |  | A pump specifically used within the fire suppression system that increases water pressure to sprinklers | Building Services Asset
Fire | N/A | Tank | N/A | Fire Suppression | Tanks |  |  | FS-Ta | High | Site Wide | Yes | 6 - 12 months | Discrete | Fire Storage tank | A specialized container for storage of fire retarding products, including water, foam, gases etc. | Building Services Asset
Fire | N/A | Very Early Smoke Detection Apparatus | N/A | Fire Detection | Fire Detectors | Aspirated Smoke |  | FD-FD-AS | Medium | Single Space | Yes | < 6 months | Zone | Air Aspirating Smoke Detector VESDA system Xtralis System | An advanced smoke detection system that uses a network of sampling pipes and a detection chamber to actively draw air samples and analyse them for the presence of smoke particles. It offers early detection capabilities and is commonly used in environments with high-value assets or where early warning is crucial. | Systems Asset
Fire | N/A | Warden Intercom Phone | N/A | Fire Detection | Warden Intercom Point |  |  | FD-WIP | Medium | Multi Space Single Floor | Yes | < 6 months | Zone | Fire Warden Communication Station Fire Warden Intercom Station Fire Warden Call Point Fire Warden Emergency Intercom Fire Warden Emergency Call Point | A communication device placed in a building for fire wardens to relay information and receive instructions during emergencies. It enables direct communication between fire wardens and the central control or command centre, facilitating efficient coordination and response efforts. | Miscellaneous Asset
Hydraulics | N/A | Backflow Prevention Device | N/A | Hydraulics | Valves | Backflow Prevention |  | HY-Va-BP | Low | Multi Space Single Floor | No | < 6 months | System | Backflow preventer Backflow valve Check valve Backflow prevention device Water backflow preventer | A device used to protect water supply systems from the undesirable reversal of water flow. It prevents the backflow of potentially contaminated water into the clean water supply by allowing water to flow in one direction only. | Miscellaneous Asset
Hydraulics | N/A | Basin | N/A | Hydraulics | Taps | Basin Set |  | HY-Tap-BS | Low | Single Space | No | < 6 months | Zone | Integrated tap and basin unit | A bathroom fixture combination that includes both a tap (faucet) and a basin (sink) as a single unit. It typically consists of a basin with pre-installed holes or cutouts to accommodate a tap or taps, allowing for the seamless integration of the two components. | Miscellaneous Asset
Hydraulics | N/A | Boiler | N/A | Hydraulics | Potable Water Units | Boiling Water Unit |  | HY-PWU-BWU | Low | Single Space | No | < 6 months | Zone | Hot water boiler | An appliance that provide a ready supply of potable drinking hot water, primarily used in kitchens | Building Services Asset
Hydraulics | N/A | Calorifier | N/A | Hydraulics | Calorifier |  |  | HY-CL | Medium | Multi Space Multi Floor | No | < 6 months | Discrete | Hot water storage tank Hot water cylinder Water heater Water storage vessel Domestic hot water tank Calorifier vessel | A device used to store and heat water for domestic or commercial purposes. It typically consists of a tank or cylinder that uses the principle of heat exchange either by hot water or by steam through convection to heat the water it contains, to raise the water temperature. This asset is typically installed and maintained by a hydraulics/plumbing contractor. | Building Services Asset
Hydraulics | N/A | Calorifier | Solar Hot Water | Mechanical | Calorifier | Water-Water |  | ME-CL-Wa | Medium | Multi Space Multi Floor | No | < 6 months | Discrete | Hot water storage tank Hot water cylinder Water heater Water storage vessel Domestic hot water tank Calorifier vessel | A device used to store and heat water for domestic or commercial purposes. It typically consists of a tank or cylinder that uses the principle of heat exchange by hot water through convection to heat the water it contains, to raise the water temperature. This asset is typically installed and maintained by a hydraulics/plumbing contractor. | Building Services Asset
Hydraulics | N/A | Calorifier | Domestic Hot Water | Mechanical | Calorifier | Water-Water |  | ME-CL-Wa | Medium | Multi Space Multi Floor | No | < 6 months | Discrete | Hot water storage tank Hot water cylinder Water heater Water storage vessel Domestic hot water tank Calorifier vessel | A device used to store and heat water for domestic or commercial purposes. It typically consists of a tank or cylinder that uses the principle of heat exchange by hot water through convection to heat the water it contains, to raise the water temperature. This asset is typically installed and maintained by a hydraulics/plumbing contractor. | Building Services Asset
Hydraulics | N/A | Drain | Floorwaste | Hydraulics | Grates | Floor Waste |  | HY-Gr-FW | Low | Single Space | No | < 6 months | System | Floor drain grate | A cover with openings used to allow water and liquids to drain through while preventing larger objects from entering the drainage system. It is commonly installed in areas like bathrooms and basements to promote efficient drainage and prevent water damage. | Miscellaneous Asset
Hydraulics | N/A | eWater | N/A | Hydraulics | Water Treatment | eWater |  | HY-WT-EW | Low | Single Space | No | < 6 months | System |  | A water system that provides ready-to-use, on-demand supply of disinfectant, cleaning, and sanitising solutions by passing regular tap water into two chambers, one with a positive electrical charge, and the other with a negative charge. A dilute salt solution is introduced to a chamber containing two electrodes that segregate the ions formed to create Sodium hydroxide and Hypochlorous acid.
Hydraulics | N/A | Eye Wash | N/A | Hydraulics | Safety | Emergency Eye Wash Stations |  | HY-Sa-EEWS | Medium | Single Space | Yes | < 6 months | Zone | Eye wash station Eye wash station unit Eye rinse station Emergency eyewash unit Eye flushing station Safety eye wash station | A safety fixture designed to provide immediate flushing and irrigation to the eyes in case of exposure to hazardous materials or substances. | Miscellaneous Asset
Hydraulics | N/A | Filtration | N/A | Hydraulics | Water Treatment and Filtration |  |  | HY-WT | Medium | Multi Space Multi Floor | No | < 6 months | System |  | A device or system used to purify and improve the quality of water by removing impurities, contaminants, and undesirable substances. | Building Services Asset
Hydraulics | N/A | Fixture | N/A | [5 empty] | Low | Single Space | No | < 6 months | Zone
Hydraulics | N/A | Gas Valve | N/A | Hydraulics | Gas Valve |  |  | HY-GV | Low | Multi Space Single Floor | No | < 6 months | Zone |  | A device used to control the flow of gas in a gas supply system. It is responsible for regulating the amount of gas entering or exiting a pipeline or appliance. | Building Services Asset
Hydraulics | N/A | Grease Interceptor Trap | N/A | Hydraulics | Trade Waste | Grease Arrestor |  | HY-TW-GA | Low | Single Space | No | < 6 months | System | Grease trap Grease interceptor Grease separator | A hydraulic device designed to capture and separate grease, oil, and fats from wastewater. It is commonly installed in commercial kitchens, food establishments, and other facilities where grease-laden water is generated. | Building Services Asset
Hydraulics | N/A | Grey Water Treatment Plant | N/A | [5 empty] | Medium | Multi Space Multi Floor | No | 6 - 12 months | Discrete |  |  | Building Services Asset
Hydraulics | N/A | Heater | N/A | Hydraulics | Hot Water Unit |  |  | HY-HWU | Low | Single Space | No | < 6 months | System |  | An appliance that provide a ready supply of hot water | Building Services Asset
Hydraulics | N/A | Heater | Domestic Hot Water | Hydraulics | Hot Water Unit | Instant hot water units |  | HY-HWU-IHWU | Low | Single Space | No | < 6 months | System | Tankless water heater On demand water heater | A type of water heating system that provides hot water instantly and on demand, without the need for a storage tank. It heats the water directly as it flows through the unit, providing hot water whenever it is needed. | Building Services Asset
Hydraulics | N/A | Hose Tap | N/A | Hydraulics | Taps | Hose cock tee Handle |  | HY-Tap-HCTH | Low | Single Space | No | < 6 months | System | Hose bib Outdoor faucet Garden tap | A plumbing fixture that consists of a valve and an outlet for attaching a hose or pipe. It is used to control the flow of water or other fluids through the hose or pipe. Hose cocks are commonly found in outdoor areas, such as gardens, and are used for tasks like watering plants or washing surfaces. | Miscellaneous Asset
Hydraulics | N/A | Hot Water Boost | N/A | [5 empty] | Low | Multi Space Single Floor | No | < 6 months | Discrete |  |  | Building Services Asset
Hydraulics | N/A | Hot Water Plant | N/A | [5 empty] | Low | Multi Space Single Floor | No | < 6 months | Discrete |  |  | Building Services Asset
Hydraulics | N/A | Hot Water Unit | N/A | Hydraulics | Potable Water Units | Boiling Water Unit |  | HY-PWU-BWU | Low | Single Space | No | < 6 months | Zone | Hot water boiler | An appliance that provide a ready supply of potable drinking hot water, primarily used in kitchens | Building Services Asset
Hydraulics | N/A | Isolation Valve | N/A | Hydraulics | Valves | Isolation |  | HY-Va-Is | Low | Multi Space Single Floor | No | < 6 months | System | Shut-off valve Service valve Stop valve | A type of valve used to control the flow of fluid or gas within a hydraulic system. It is typically placed at specific points in hydraulic or piping systems to isolate or shut off the flow of water or other fluids for maintenance, repairs, or emergencies. Isolation valves are designed to provide a reliable means of stopping or regulating the flow, allowing for convenient control and maintenance of the system. | Building Services Asset
Hydraulics | N/A | Medical Equipment Washer | N/A | [5 empty] | Medium | Single Space | Yes | 6 - 12 months | Discrete |  |  | Building Services Asset
Hydraulics | N/A | Meter | Gas | Hydraulics | Gas Services | Meter |  | HY-GS-Me | Low | Multi Space Single Floor | No | < 6 months | System | Gas Authority Meter | A device used to measure and monitor the consumption of Gas | Building Services Asset
Hydraulics | N/A | Meter | Cold Water | Hydraulics | Meters |  |  | HY-Me | Low | Multi Space Single Floor | No | < 6 months | System |  | A device used to measure and monitor the volume or flow rate of water consumed in residential, commercial, or industrial settings. It accurately records water usage, facilitating billing and conservation efforts by promoting awareness of water consumption. | Building Services Asset
Hydraulics | N/A | Meter | N/A | Hydraulics | Meters |  |  | HY-Me | Low | Multi Space Single Floor | No | < 6 months | System |  | A device used to measure and monitor the volume or flow rate of water consumed in residential, commercial, or industrial settings. It accurately records water usage, facilitating billing and conservation efforts by promoting awareness of water consumption. | Building Services Asset
Hydraulics | N/A | Pipework | N/A | Hydraulics | Pipe and Fittings |  |  | HY-PAF | Low | Multi Space Single Floor | No | < 6 months | System |  | Components of hydraulic systems, facilitating the transport and control of fluid. The pipes, whether rigid or flexible and convey hydraulic fluid between system components. Fittings, such as connectors, adapters, and couplings, are used to securely join pipes together or connect them to hydraulic equipment, ensuring proper fluid flow and system functionality.
Hydraulics | N/A | Pressure gauge/pipework | N/A | Hydraulics | Pipework Accessories | Pressure Gauge |  | HY-PA-PG | Low | Single Space | No | < 6 months | System | Pressure meter Pressure indicator | A measuring instrument inserted into the pipework used to monitor and display the pressure of fluids in hydraulic systems. | Miscellaneous Asset
Hydraulics | N/A | Pressure Vessel | N/A | [5 empty] | Low | Multi Space Single Floor | No | < 6 months | System |  |  | Building Services Asset
Hydraulics | N/A | Pump | Sewer | Hydraulics | Pumps |  |  | HY-Pu | Medium | Multi Space Multi Floor | No | < 6 months | Discrete |  | A mechanical device designed to move water from one location to another. It creates pressure and forces water through the plumbing pipes, ensuring a steady flow of water for various applications. | Building Services Asset
Hydraulics | N/A | Pump | Cold Water | Hydraulics | Pumps |  |  | HY-Pu | Medium | Multi Space Multi Floor | No | < 6 months | Discrete |  | A mechanical device designed to move water from one location to another in a Hydraulic system. It creates pressure and forces water through the plumbing pipes, ensuring a steady flow of water for various applications. | Building Services Asset
Hydraulics | N/A | Pump | Domestic Hot Water | Hydraulics | Pumps |  |  | HY-Pu | Medium | Multi Space Multi Floor | No | < 6 months | Discrete |  | A mechanical device designed to move water from one location to another in a Hydraulic system. It creates pressure and forces water through the plumbing pipes, ensuring a steady flow of water for various applications. | Building Services Asset
Hydraulics | N/A | Pump | N/A | Hydraulics | Pumps |  |  | HY-Pu | Medium | Multi Space Multi Floor | No | < 6 months | Discrete |  | A mechanical device designed to move water from one location to another in a Hydraulic system. It creates pressure and forces water through the plumbing pipes, ensuring a steady flow of water for various applications. | Building Services Asset
Hydraulics | N/A | Pump | Rainwater | Hydraulics | Pumps |  |  | HY-Pu | Medium | Multi Space Multi Floor | No | < 6 months | Discrete |  | A mechanical device designed to move water from one location to another in a Hydraulic system. It creates pressure and forces water through the plumbing pipes, ensuring a steady flow of water for various applications. | Building Services Asset
Hydraulics | N/A | Pump | Stormwater | Hydraulics | Pumps |  |  | HY-Pu | Medium | Multi Space Multi Floor | No | < 6 months | Discrete |  | A mechanical device designed to move water from one location to another in a Hydraulic system. It creates pressure and forces water through the plumbing pipes, ensuring a steady flow of water for various applications. | Building Services Asset
Hydraulics | N/A | Regulator | N/A | Hydraulics | Gas Valve | Regulator |  | HY-GV-Re | Low | Multi Space Single Floor | No | < 6 months | Zone |  | A device used to control and maintain a consistent pressure of gas within a gas supply system. It reduces the high-pressure gas from a supply source to a lower, safer, and more manageable pressure for use in appliances or other applications. | Miscellaneous Asset
Hydraulics | N/A | Reverse Osmosis System | N/A | Hydraulics | Potable Water Units | Water Filter Unit | Reverse Osmosis | HY-PWU-WFU-RO | Medium | Multi Space Multi Floor | No | < 6 months | Discrete |  | A water treatment technology that employs a semi-permeable membrane to remove a wide range of impurities from water. It operates by applying pressure to the water, forcing it through the membrane and leaving behind contaminants such as dissolved solids, chemicals, and microorganisms. | Building Services Asset
Hydraulics | N/A | Riser | N/A | [5 empty] | Low | Single Space | No | < 6 months | Discrete
Hydraulics | N/A | Safety Shower | N/A | Hydraulics | Safety | Emergency Shower |  | HY-Sa-ES | Medium | Single Space | Yes | < 6 months | Zone | Safety shower Drench shower Emergency shower Safety drench shower Safety deluge shower Emergency body wash station | A safety fixture designed to provide immediate and thorough rinsing of the body in the event of chemical exposure or other hazardous situations. | Miscellaneous Asset
Hydraulics | N/A | Sink | N/A | Hydraulics | Sinks |  |  | HY-Si | Low | Single Space | No | < 6 months | Zone | Basin | A basin or bowl-shaped structure with a drain. | Miscellaneous Asset
Hydraulics | N/A | Sink | Cleaner | Hydraulics | Sinks | Cleaners Sink with Grate |  | HY-Si-CSWG | Low | Single Space | No | < 6 months | Zone | Basin | A specialized type of sink designed for specific cleaning and maintenance tasks in commercial or industrial settings with a built in grate.. It is larger and more durable than typical sinks and is equipped with features to handle heavy-duty cleaning operations. Cleaner's sinks often have a deep basin, sturdy construction, and may include additional elements like a hose attachment or built-in storage for cleaning supplies. | Miscellaneous Asset
Hydraulics | N/A | Sink | Dental | Medical & Laboratory Equipment | Dental Spittoon |  |  | MLE-DS | Medium | Single Space | Yes | < 6 months | Discrete | Dental Sink Dental Cuspidor Dental Bowl | A specialized sink or basin used in dental offices and clinics for patients to rinse and spit out fluids during dental procedures. I | Miscellaneous Asset
Hydraulics | N/A | Tank | Gas | Hydraulics | Bulk Gas Tank |  |  | HY-BGT | Medium | Site Wide | No | 6 - 12 months | Discrete |  | A fixed pressure vessel for bulk storage and containment of gases at above atmospheric pressure. | Building Services Asset
Hydraulics | N/A | Tank | N/A | Hydraulics | Tanks |  |  | HY-Ta | Medium | Site Wide | No | 6 - 12 months | Discrete | Container Vessel | A container or storage vessel that holds fluids in a hydraulic system | Building Services Asset
Hydraulics | N/A | Tank | Break Tank | Hydraulics | Tank | Break |  | Hy-Ta-Br | Medium | Site Wide | No | 6 - 12 months | Discrete |  | A non-pressurized, closed water tank, with an air gap to ensure zero backflow. | Building Services Asset
Hydraulics | N/A | Tank | Rainwater Recycling | Hydraulics | Tanks | Rainwater |  | HY-Ta-Ra | Medium | Site Wide | No | 6 - 12 months | Discrete | Rain barrel Rainwater harvesting tank Rainwater storage tank Rainwater collection tank | A container used to collect and store rainwater runoff from rooftops or other surfaces. It is typically connected to a downspout or gutter system to capture the rainwater and store it for later use. | Building Services Asset
Hydraulics | N/A | Tank | Stormwater Harvesting | Hydraulics | Tanks | Stormwater |  | HY-Ta-St | Medium | Site Wide | No | 6 - 12 months | Discrete | Detention Tank | A container used to collect and store stormwater runoff from rooftops or other surfaces. It is typically connected to a downspout or gutter system to capture the stormwater and manage water runoff during storm or high rainfall events | Building Services Asset
Hydraulics | N/A | Tank | Trade Waste Treatment | Waste | Waste Water | Holding Tanks | Trade Waste | WA-WW-HT-TW | Medium | Site Wide | No | 6 - 12 months | Discrete |  | A container or reservoir that to collect and temporarily store waste water before it is discharged to sewer from a commercial or industrial premise, that has, or has the capacity to have, a waste strength higher than normal domestic wastewater. | Building Services Asset
Hydraulics | N/A | Tank | Treated Waste Water | Waste | Waste Water | Holding Tanks | Treated Waste Water | WA-WW-HT-TWW | Medium | Site Wide | No | 6 - 12 months | Discrete |  | A container or reservoir used to store waste water that has undergone some form of treatment or purification process. This type of tank is typically used in waste water treatment plants or other facilities where wastewater is treated to remove contaminants before disposal or reuse. | Building Services Asset
Hydraulics | N/A | Tank | Storage | [5 empty] | Medium | Site Wide | No | 6 - 12 months | Discrete |  |  | Building Services Asset
Hydraulics | N/A | Tempering Mixing Valve | N/A | Hydraulics | Valves | Tempering Valves |  | HY-Va-TV | Medium | Single Space | Yes | < 6 months | Zone |  | A device used to regulate and control the temperature of water by blending hot and cold water supplies. It ensures that the delivered water is at a safe and consistent temperature, preventing scalding or discomfort. | Building Services Asset
Hydraulics | N/A | Thermostatic Mixer Valve | Domestic Hot Water | Hydraulics | Valves | Thermostatic Mixing Valves |  | HY-Va-TMV | Medium | Single Space | Yes | < 6 months | Zone |  | A device used to regulate and control the temperature of water by blending hot and cold water supplies. It ensures that the delivered water is at a safe and consistent temperature, preventing scalding or discomfort. | Building Services Asset
Hydraulics | N/A | Thermostatic Mixer Valve | N/A | Hydraulics | Valves | Thermostatic Mixing Valves |  | HY-Va-TMV | Medium | Single Space | Yes | < 6 months | Zone |  | A device used to regulate and control the temperature of water by blending hot and cold water supplies. It ensures that the delivered water is at a safe and consistent temperature, preventing scalding or discomfort. | Building Services Asset
Hydraulics | N/A | Variable Speed Drives | N/A | Hydraulics | Electric Motor Starters and Drives | Variable Speed Drives |  | HY-EMS-VSD | Low | Single Space | No | < 6 months | System |  |  | Building Services Asset
Hydraulics | N/A | Waste Water Treatment | N/A | [5 empty] | Medium | Site Wide | No | 6 - 12 months | Zone
Hydraulics | N/A | Water Filtration and Dispenser | N/A | Hydraulics | Potable Water Units | Water Filter Unit |  | HY-PWU-WFU | Low | Single Space | No | < 6 months | System | Drinking water filter Water purification system Water filtration unit Portable water purifier Water treatment device Potable water filtration system Drinking water purifier Water filter system | A device or system that removes impurities and contaminants from water, making it safe for drinking or other potable uses. It utilizes various filtration technologies to eliminate harmful particles, bacteria, chemicals, and odors, improving the water's quality and taste. These units can take the form of countertop filters, under-sink filters, pitcher filters, or whole-house filtration systems and are designed to meet recognized drinking water standards. | Building Services Asset
Hydraulics | N/A | Water Fountain | N/A | Hydraulics | Potable Water Units | Drinking Fountain |  | HY-PWU-DF | Low | Single Space | No | < 6 months | Zone | Water dispenser Drinking water fountain Public water fountain Bottle filler station Water station Water cooler Mains-fed water fountain Plumbed water fountain Hydration station Refill station | A fixture that is fixed in place and designed to provide a continuous flow of potable water for drinking purposes. The fountain is directly connected to the building's water supply system, ensuring a constant source of fresh water that is readily accessible to individuals for hydration. | Building Services Asset
Hydraulics | N/A | Water Management System | N/A | [5 empty] | Medium | Site Wide | No | 6 - 12 months | System
Hydraulics | N/A | Water Softener | N/A | Hydraulics | Water Treatment | Water Softener |  | HY-WT-WS | Medium | Multi Space Multi Floor | No | < 6 months | System | Water conditioner Water descaler Water deionizer Ion exchange system Water treatment system Water softening system Water purifier Water decalcifier Water demineraliser Water hardness reducer | A device or system used to treat hard water by removing mineral ions, primarily calcium and magnesium. | Miscellaneous Asset
Land | N/A | Land | N/A
Mechanical | N/A | Air Conditioning Unit | N/A | Mechanical | Air Conditioner Fan Coil Unit | DX |  | ME-ACFCU-DX | Low | Single Space | No | < 6 months | Zone | Split air conditioner Room air conditioner | The indoor unit of a split system air conditioning unit. The indoor unit, typically installed inside a room or building, contains the evaporator coil, fan, and air filter. The indoor unit is connected to the outdoor unit via refrigerant lines to provide cooling or heating to the space. | Building Services Asset
Mechanical | N/A | Air Conditioning Unit | Computer Room | Mechanical | Process/Precision Air Conditioner |  |  | ME-PAC | Medium | Single Space | Yes | < 6 months | Zone | CRAC Computer Room A/C Unit | A specialized cooling system designed to maintain precise temperature and humidity levels in sensitive environments, such as data centres and server rooms. It provides precise control over cooling capacity, airflow, and filtration to ensure optimal conditions for equipment operation. | Building Services Asset
Mechanical | N/A | Air Handling Unit | N/A | Mechanical | Air Handling Unit |  |  | ME-AHU | Medium | Multi Space Multi Floor | No | 6 - 12 months | Discrete | AHU Air handler | A device used to regulate and circulate air as part of a heating, ventilating, and air-conditioning system. An air handler is usually a large metal box containing a fan/blower, coils, filters, sound attenuators, and dampers. | Building Services Asset
Mechanical | N/A | Air Terminal | N/A | Mechanical | Air Terminal Units |  |  | ME-ATU | Low | Single Space | No | 6 - 12 months | Zone | Variable Air Volume Box VAV Box Constant Air Volume Box | A small unit that contains a heating and/or cooling coil, automatic damper, or some combination of the three. Used to control the temperature of a single room. | Miscellaneous Asset
Mechanical | N/A | Alarm System | N/A | [5 empty] | Low | Single Space | No | < 6 months | System |  |  | Systems Asset
Mechanical | N/A | Blower | N/A | Mechanical | Fans |  |  | ME-Fa | Medium | Multi Space Single Floor | Yes | < 6 months | Discrete | Air blower Fan | A device used to generate a high volume of air by rotating impellers or blades. It is typically driven by an electric motor. | Building Services Asset
Mechanical | N/A | Boiler | N/A | Mechanical | Boiler |  |  | ME-Bo | Medium | Site Wide | No | +12 months | Discrete |  | A device used to generate heat or hot water by burning fuel, typically gas, oil, or biomass, in a combustion chamber. The heat produced by the boiler is transferred to water or a heat transfer fluid, which is then circulated to provide heating or hot water for various applications, typically where temperatures exceed 100 degrees Celsius | Building Services Asset
Mechanical | N/A | Boiler | Hot Water | Mechanical | Boiler | High Temperature Heating Hot Water |  | ME-Bo-HTHHW | Medium | Site Wide | No | +12 months | Discrete | High-temperature hot water boiler Industrial hot water boiler Process heating boiler Hot water furnace Industrial heating boiler High-temperature water boiler High-temperature water heating unit | A specialized type of boiler designed to provide hot water for high-temperature heating applications. It utilizes a combustion process to generate heat, which is transferred to the water to produce hot water at elevated temperatures. | Building Services Asset
Mechanical | N/A | Boiler | Steam | Mechanical | Boiler | Steam |  | ME-Bo-St | Medium | Site Wide | No | +12 months | Discrete | Steam generator Steam boiler system Industrial steam boiler High-pressure steam boiler Steam furnace | A device that generates steam through the combustion of fuel, typically using oil, gas, or coal. The steam produced is used for various applications, such as heating, power generation, or industrial processes that require high-temperature steam. | Building Services Asset
Mechanical | N/A | Building Management System | N/A | Building Management and Control |  |  |  | BMC | Medium | Site Wide | No | 6 - 12 months | System | Building Automation System (BAS) Building Control System Building Operations System Building Energy Management System (BEMS) Building Monitoring and Control System Building Supervisory Control System | A centralized control system that oversees and regulates various building systems such as HVAC and other mechanical systems, often with interfaces to other systems including lighting, security, fire and hydraulics. It enhances operational efficiency, occupant comfort, and safety by integrating and automating the management of these systems within a facility. | Systems Asset
Mechanical | N/A | Calorifier | N/A | Mechanical | Calorifier |  |  | ME-CL | Medium | Multi Space Multi Floor | No | < 6 months | Discrete | Hot water storage tank Hot water cylinder Water heater Water storage vessel Domestic hot water tank Calorifier vessel | A device used to store and heat water for domestic or commercial purposes. It typically consists of a tank or cylinder that uses the principle of heat exchange either by hot water or by steam through convection to heat the water it contains, to raise the water temperature. This asset is typically installed and maintained by a mechanical contractor. | Building Services Asset
Mechanical | N/A | Chiller | N/A | Mechanical | Chiller |  |  | ME-Chr | Medium | Site Wide | No | +12 months | Discrete |  | A refrigeration system that is designed to cool fluid or air for HVAC purposes by removing heat by circulating a refrigerant through a compressor, condenser, expansion valve, and evaporator. | Building Services Asset
Mechanical | N/A | Chiller | Air Cooled | Mechanical | Chiller | Air Cooled |  | ME-Chr-AC | Medium | Site Wide | No | +12 months | Discrete |  |  | Building Services Asset
Mechanical | N/A | Compressor | Air Compressor | Mechanical | Air Compressor |  |  | ME-ACPR | Low | Multi Space Single Floor | No | < 6 months | System | Pneumatic compressor Compressed air unit Air compression unit | A device that converts power, typically from an electric motor or an internal combustion engine, into potential energy stored in compressed air. It draws in ambient air and compresses it to a higher pressure. | Building Services Asset
Mechanical | N/A | Compressor | N/A | Mechanical | Air Compressor |  |  | ME-ACPR | Low | Multi Space Single Floor | No | < 6 months | System | Pneumatic compressor Compressed air unit Air compression unit | A device that converts power, typically from an electric motor or an internal combustion engine, into potential energy stored in compressed air. It draws in ambient air and compresses it to a higher pressure. | Building Services Asset
Mechanical | N/A | Compressor | Medical Air Compressor | Medical Gases | Medical Air Compressor |  |  | MG-MAC | Medium | Multi Space Single Floor | Yes | < 6 months | System | Medical-grade air compressor Healthcare air compressor Medical air supply unit Hospital air compressor | A device specifically designed to supply compressed air that meets the quality standards required for medical applications. It is used in healthcare facilities to generate a clean and consistent source of compressed air for various medical purposes, such as respiratory therapy, surgical tools, and medical equipment. | Building Services Asset
Mechanical | N/A | Compressor | Condensed Water | [5 empty] | Low | Single Space | No | < 6 months | Discrete |  |  | Building Services Asset
Mechanical | N/A | Condenser | N/A | Mechanical | Air Conditioner Condenser |  |  | ME-ACC | Low | Single Space | No | < 6 months | Zone | Condensing unit Outdoor unit AC condenser Air conditioner condenser | A key component of an air conditioning system that helps remove heat from indoor air. It is typically located outside the building and works by compressing refrigerant gas to release heat energy, allowing the refrigerant to cool down and condense into a liquid state. | Building Services Asset
Mechanical | N/A | Control Panel | N/A | [5 empty] | Low | Single Space | No | < 6 months | Discrete |  |  | Building Services Asset
Mechanical | N/A | Controller | N/A | [5 empty] | Low | Single Space | No | < 6 months | Zone |  |  | Building Services Asset
Mechanical | N/A | Controller | Pump | [5 empty] | Low | Single Space | No | < 6 months | Discrete |  |  | Building Services Asset
Mechanical | N/A | Cooling Tower | N/A | Mechanical | Cooling Tower |  |  | ME-CT | Medium | Site Wide | No | +12 months | Discrete |  | A cooling tower is designed to remove heat from a building or facility by spraying water down through the tower to exchange heat into the inside of the building | Building Services Asset
Mechanical | N/A | Cooling Tower/Adiabatic Cooler | N/A | Mechanical | Closed Circuit Fluid Cooler | Adiabatic |  | ME-CCFC-Ad | Medium | Site Wide | No | +12 months | Discrete | Adiabatic Cooling Towers Hybrid Fluid Coolers Evaporative Fluid Coolers Closed Loop Adiabatic Coolers | A heat exchanger system that efficiently cools fluids. It combines closed loop circulation of fluids to prevent contamination and water loss with adiabatic cooling, where water is evaporated within the closed loop to lower the fluid temperature. This enables energy-efficient cooling while minimizing water consumption in various applications. | Building Services Asset
Mechanical | N/A | Damper | N/A | Mechanical | Damper |  |  | ME-Da | Low | Single Space | No | < 6 months | Zone |  | A device used to control or regulate the flow of air or gas within a duct or ventilation system. It consists of a movable plate or blade that can be adjusted to restrict or allow the passage of air. | Miscellaneous Asset
Mechanical | N/A | Damper | Smoke Control Damper | Mechanical | Damper | Motorised Fire Smoke Damper |  | ME-Da-MFSD | Medium | Single Space | Yes | < 6 months | Zone |  | A specialized damper designed to prevent the spread of fire and smoke through ductwork in buildings. It incorporates a motorized actuator for automatic operation and is typically installed in HVAC systems or ventilation systems where fire and smoke containment is critical. These dampers are constructed with fire-resistant materials and are activated by fire alarm systems or smoke detectors. | Building Services Asset
Mechanical | N/A | Diffuser | N/A | Mechanical | Air Distribution Products | Supply Air Diffuser |  | ME-ADP-SAD | Low | Single Space | No | < 6 months | Zone | Supply grille Supply vent Supply register Supply diffuser | A component of an HVAC system that delivers conditioned air from the supply ducts into the occupied space. It is typically a vent or grille located on walls, ceilings, or floors, and it is designed to distribute air evenly throughout the area. The grille may feature adjustable louvers or dampers to control the direction and volume of airflow. | Miscellaneous Asset
Mechanical | N/A | Dosing | N/A | Mechanical | Water Treatment and Filtration | Chemical Dosing Pot |  | ME-WT-CDP | Medium | Site Wide | No | < 6 months | System | Chemical dosing tank Chemical feed pot | A vessel or container used in a mechanical system to safely and accurately introduce chemicals into a system | Building Services Asset
Mechanical | N/A | Ducted Cassette | N/A | Mechanical | Fan Coil Units | Ducted |  | ME-FCU-Du | Low | Single Space | No | < 6 months | Zone | Ducted Terminal unit | A type of fan coil unit that is designed to be connected to a ductwork system for centralized heating and cooling. It consists of a heating and/or cooling coils, a fan, and a housing, and is installed in a concealed location such as a ceiling or a false ceiling. The unit draws air from the ducts, conditions it by heating or cooling, and then delivers the conditioned air back into the ductwork for distribution throughout the room/space. | Building Services Asset
Mechanical | N/A | Electric Radiator | N/A | Mechanical | Radiators | Electric Panel |  | ME-Ra-EP | Low | Single Space | No | < 6 months | Zone | Electric heating panel Electric heating unit Electric thermal radiator | A standalone heating device that uses electricity as its energy source to generate heat. It typically consists of heating elements, often made of metal, that are heated up when an electric current passes through them. | Building Services Asset
Mechanical | N/A | Evaporative Cooler | N/A | Mechanical | Evaporative Cooler |  |  | ME-EC | Low | Multi Space Single Floor | No | 6 - 12 months | Discrete | Swamp cooler Desert cooler Air cooler Evaporative air conditioner Wet air cooler | A cooling device that uses the natural process of evaporation to lower the temperature of the air. It consists of a fan, water reservoir, and evaporative pads. The fan draws warm air through the wet pads, causing the water to evaporate and cool the air before it is circulated back into the room. | Building Services Asset
Mechanical | N/A | Exhaust | N/A | Mechanical | Kitchen Exhaust Hood |  |  | ME-KEH | Medium | Single Space | Yes | < 6 months | Zone | Range hood Cooker hood Extractor hood Vented hood Kitchen hood Cooking hood Overhead hood | A mechanical device installed above a kitchen stove or cooktop to remove airborne grease, smoke, heat, and odors produced during cooking. It typically contains a fan or blower that draws in the polluted air and directs it through ductwork to the exterior of the building, effectively venting it outside. Kitchen exhaust hoods play a crucial role in maintaining a clean and safe kitchen environment while improving indoor air quality. | Systems Asset
Mechanical | N/A | Fan | N/A | Mechanical | Fans |  |  | ME-Fa | Medium | Multi Space Multi Floor | No | < 6 months | Discrete | Air blower Fan | A device used to generate a high volume of air by rotating impellers or blades. It is typically driven by an electric motor. | Building Services Asset
Mechanical | N/A | Fan Coil Unit | N/A | Mechanical | Fan Coil Units |  |  | ME-FCU | Low | Single Space | No | < 6 months | System | Terminal unit | A device used for heating and cooling in HVAC systems. It consists of a coil, a fan, and a housing, and is typically installed in individual rooms or spaces. The fan coil unit circulates air across the coil, where it is either heated or cooled, and then delivers the conditioned air into the room. | Building Services Asset
Mechanical | N/A | Fuel system | N/A | [5 empty] | Low | Single Space | No | 6 - 12 months | Discrete |  |  | Building Services Asset
Mechanical | N/A | Grille | N/A | Mechanical | Air Distribution Products | Relief/Return Air Grille |  | ME-ADP-RAG | Low | Single Space | No | < 6 months | Zone | Return grille Return vent Return register Return air diffuser | A component of an HVAC system that allows air to flow back to the return ducts from the occupied space. It is typically a vent or grille located on walls, ceilings, or floors, and it is designed to provide a pathway for air to return to the HVAC system for recirculation and filtration. The grille may feature adjustable louvers or dampers to control the airflow and balance the system. | Miscellaneous Asset
Mechanical | N/A | Header Arrangment | Heating Hot Water | [5 empty] | Low | Single Space | No | 6 - 12 months | System
Mechanical | N/A | Heat Exchanger | N/A | Mechanical | Heat Exchanger |  |  | ME-HE | Medium | Multi Space Multi Floor | No | 6 - 12 months | Discrete |  | A device designed to transfer heat between two fluids without mixing them. It utilizes a solid barrier or surface to facilitate the exchange of thermal energy between the fluids | Building Services Asset
Mechanical | N/A | Heat Exchanger | Air | Mechanical | Heat Exchanger | Air to air |  | ME-HE-ATA | Medium | Multi Space Multi Floor | No | 6 - 12 months | Discrete | Air-to-air heat recovery unit Heat recovery ventilator (HRV) Energy recovery ventilator (ERV) Heat exchange ventilation system Air-to-air heat exchanger system Air-to-air heat recovery system Air exchanger Air heat recovery unit Cross-flow heat exchanger | A device that transfers heat between two separate airstreams. It allows for the exchange of thermal energy from the exhaust air to the incoming fresh air. The heat exchanger consists of a series of plates or a heat recovery wheel that facilitates efficient heat transfer between the air streams. | Building Services Asset
Mechanical | N/A | Heat Exchanger | Heating Hot Water | Mechanical | Heat Exchanger | Fluid to fluid |  | ME-HE-FTF | Medium | Multi Space Multi Floor | No | 6 - 12 months | Discrete | Fluid-to-fluid heat exchanger Liquid-to-liquid heat exchanger | A device designed to transfer heat between two different fluids, such as water, oil, or a refrigerant. It facilitates the exchange of thermal energy from one fluid to another without direct contact between the two fluids. The heat exchanger typically consists of tubes or plates that enable efficient heat transfer between the fluid streams. | Building Services Asset
Mechanical | N/A | Heat Exchanger | Steam | Mechanical | Heat Exchanger | Steam to fluid |  | ME-HE-STF | Medium | Multi Space Multi Floor | No | 6 - 12 months | Discrete | Steam-to-liquid heat exchanger Steam interchanger Steam heat transfer unit Steam-to-fluid converter Steam-to-liquid exchanger Steam-to-water exchanger | A device that transfers heat between steam and a fluid (such as water, oil, or a refrigerant). It enables the transfer of thermal energy from the steam to the fluid, allowing for heating or cooling applications. The heat exchanger typically consists of tubes or plates to facilitate efficient heat transfer between the steam and the fluid. | Building Services Asset
Mechanical | N/A | Hood | N/A | [5 empty] | Low | Single Space | No | < 6 months | Zone
Mechanical | N/A | Hot Water Boost | N/A | Mechanical | Pumps | Centrifugal in line |  | ME-Pu-CIL | Medium | Multi Space Multi Floor | No | < 6 months | Discrete | In-line booster pump In-line booster pump | A type of pump used for fluid transfer and circulation in various applications. Installed in-line with the piping, it utilizes centrifugal force to generate pressure and move the fluid through the system. | Building Services Asset
Mechanical | N/A | Humidifier | N/A | Mechanical | Humidifier |  |  | ME-Hu | Medium | Multi Space Multi Floor | No | < 6 months | Discrete |  | A device used to increase the humidity level in indoor spaces by adding moisture to the air. It typically consists of a water reservoir, a mechanism to disperse the water vapor, and controls to regulate humidity levels. | Building Services Asset
Mechanical | N/A | Hydronic Seperator | N/A | Mechanical | Water Treatment and Filtration | Air-Dirt Separator |  | ME-WT-AS | Medium | Multi Space Multi Floor | No | +12 months | System |  | A device used in mechanical HVAC systems to remove dirt, debris, and air bubbles from the circulating water or air. It operates by utilizing centrifugal force or filtration mechanisms to separate and collect these impurities. | Building Services Asset
Mechanical | N/A | Isolation Valve | Gas | Mechanical | Gas Valve | Isolation |  | ME-GV-Is | Low | Single Space | No | < 6 months | Zone | Gas shut-off valve Gas stop valve Gas line valve | A device used to control the flow of gas in a plumbing or gas distribution system. It is typically installed at key points in the gas pipeline to allow for shutting off the gas supply in case of emergencies, maintenance, or repairs. | Building Services Asset
Mechanical | N/A | Isolation Valve | N/A | Mechanical | Valves | Isolation |  | ME-Va-Is | Low | Single Space | No | < 6 months | System | Shut-off valve Service valve Stop valve | A type of valve used to control the flow of fluid or gas within a mechanical system. It is typically placed at specific points in a mechanical piping systems to isolate or shut off the flow of water or other fluids for maintenance, repairs, or emergencies. Isolation valves are designed to provide a reliable means of stopping or regulating the flow, allowing for convenient control and maintenance of the system. | Building Services Asset
Mechanical | N/A | Manifold | Medical Gas | Medical Gases | Manifolds |  |  | MG-Ma | Medium | Multi Space Single Floor | Yes | < 6 months | System | Medical gas distribution system Medical gas control panel | A system used in healthcare facilities to control and distribute medical gases to various points of use. It consists of a central control panel with multiple gas outlets and valves, allowing for the regulated supply of gases such as oxygen, nitrous oxide, and medical air | Building Services Asset
Mechanical | N/A | Master Alarm Panel | N/A | Building Management and Control | Controls Equipment Panel | Alarm Panel |  | BMC-ConEP-AP | Low | Single Space | No | < 6 months | System | Mechanical System Monitoring Panel Equipment Alarm Panel Mechanical Fault Detection Panel Equipment Monitoring and Alarm Panel Mechanical System Alarm Console Machine Fault Indicator Panel Equipment Status and Alert Panel | A central control unit designed to monitor and provide alerts for mechanical systems in a building or facility. It typically includes sensors, indicators, and audible alarms to notify operators or maintenance personnel about potential issues or malfunctions in systems such as HVAC, pumps, motors, or other mechanical equipment. | Building Services Asset
Mechanical | N/A | Medical Gas Panel | N/A | Medical Gases | Medical Gas Alarm Panel |  |  | MG-MGAP | Medium | Multi Space Single Floor | Yes | < 6 months | Zone | Medical gas alarm system Medical gas monitoring panel Medical gas safety panel Medical gas alert panel | A monitoring and alert system used in healthcare facilities to ensure the safety and proper functioning of medical gas supply systems. It continuously monitors the pressure and flow of various medical gases, such as oxygen, nitrous oxide, and medical air, and provides visual and audible alarms to alert healthcare personnel in case of abnormal conditions, such as low pressure or gas leakages, requiring immediate attention and intervention. | Building Services Asset
Mechanical | N/A | Packaged Air Conditioning | N/A | Mechanical | Air Conditioning Unit | Packaged DX |  | ME-ACU-PDX | Low | Multi Space Single Floor | No | < 6 months | Discrete | Packaged air conditioner Packaged AC unit Rooftop unit (RTU) Rooftop air handler | A self-contained HVAC system that combines multiple components, including the compressor, condenser, evaporator, and air handling unit, into a single package. It is typically installed outside the building and provides both cooling and heating functions for the space it serves. | Building Services Asset
Mechanical | N/A | Panel | Heating Hot Water | Mechanical | Radiators | Heating Water |  | ME-Ra-HW | Low | Multi Space Single Floor | No | < 6 months | Zone | Radiator Panel | A specific type of radiator design that consists of a flat panel with a series of fins or tubes using heated hot water for heat exchange. It is commonly used in heating systems to provide efficient heat transfer and distribution. | Building Services Asset
Mechanical | N/A | Panel | Hydronic | Mechanical | Radiators | Heating Water |  | ME-Ra-HW | Low | Multi Space Single Floor | No | < 6 months | Zone | Radiator Panel | A specific type of radiator design that consists of a flat panel with a series of fins or tubes using heated hot water for heat exchange. It is commonly used in heating systems to provide efficient heat transfer and distribution. | Building Services Asset
Mechanical | N/A | Panel | N/A | [5 empty] | Low | Single Space | No | < 6 months | System
Mechanical | N/A | Pipework | Heating Hot Water | Mechanical | Pipe and Fittings |  |  | ME-PAF | Low | Single Space | No | 6 - 12 months | System |  | Components of mechanical systems, facilitating the transport and control of fluid. The pipes, whether rigid or flexible and convey mechanical fluid between system components. Fittings, such as connectors, adapters, and couplings, are used to securely join pipes together or connect them to hydraulic equipment, ensuring proper fluid flow and system functionality. | Systems Asset
Mechanical | N/A | Pipework | N/A | Mechanical | Pipe and Fittings |  |  | ME-PAF | Low | Single Space | No | 6 - 12 months | System |  | Components of mechanical systems, facilitating the transport and control of fluid. The pipes, whether rigid or flexible and convey mechanical fluid between system components. Fittings, such as connectors, adapters, and couplings, are used to securely join pipes together or connect them to hydraulic equipment, ensuring proper fluid flow and system functionality. | Systems Asset
Mechanical | N/A | Pneumatic Tube System | N/A | Vertical Transportation | Pneumatic Tube System |  |  | VT-PTS | Medium | Multi Space Multi Floor | No | 6 - 12 months | System | Air tube system Vacuum tube transport | A network of tubes used for transporting solid objects, documents, or samples through air pressure. It involves the use of a pneumatic compressor to create air pressure differentials, propelling the objects through the tubes from one location to another. | Systems Asset
Mechanical | N/A | Pool Water Heater | Hydrotherapy | Spas and Pools | Pool Heater |  |  | SP-PH | Low | Single Space | No | 6 - 12 months | Discrete | Pool heater Pool heat pump Pool heating system Pool water warming unit | A device used to heat the water in a swimming pool, | Building Services Asset
Mechanical | N/A | Pool Water Heater | N/A | Spas and Pools | Pool Heater |  |  | SP-PH | Low | Single Space | No | 6 - 12 months | Discrete |  |  | Building Services Asset
Mechanical | N/A | Pump | Chilled Water | Mechanical | Pumps |  |  | ME-Pu | Medium | Multi Space Multi Floor | No | < 6 months | Discrete |  | A mechanical device designed to move water from one location to another in a mechanical system. It creates pressure and forces water through the plumbing pipes, ensuring a steady flow of water for various applications. | Building Services Asset
Mechanical | N/A | Pump | Component Cooling Water | Mechanical | Pumps |  |  | ME-Pu | Medium | Multi Space Multi Floor | No | < 6 months | Discrete |  | A mechanical device designed to move water from one location to another in a mechanical system. It creates pressure and forces water through the plumbing pipes, ensuring a steady flow of water for various applications. | Building Services Asset
Mechanical | N/A | Pump | Heating Hot Water | Mechanical | Pumps |  |  | ME-Pu | Medium | Multi Space Multi Floor | No | < 6 months | Discrete |  | A mechanical device designed to move water from one location to another in a mechanical system. It creates pressure and forces water through the plumbing pipes, ensuring a steady flow of water for various applications. | Building Services Asset
Mechanical | N/A | Pump | Steam | Mechanical | Pumps |  |  | ME-Pu | Medium | Multi Space Multi Floor | No | < 6 months | Discrete |  | A mechanical device designed to move water from one location to another in a mechanical system. It creates pressure and forces water through the plumbing pipes, ensuring a steady flow of water for various applications. | Building Services Asset
Mechanical | N/A | Pump | N/A | Mechanical | Pumps |  |  | ME-Pu | Medium | Multi Space Multi Floor | No | < 6 months | Discrete |  | A mechanical device designed to move water from one location to another in a mechanical system. It creates pressure and forces water through the plumbing pipes, ensuring a steady flow of water for various applications. | Building Services Asset
Mechanical | N/A | Radiator | N/A | Mechanical | Radiators |  |  | ME-Ra | Low | Single Space | No | < 6 months | Zone | Flat panel radiator Panel-style radiator Compact radiator Slimline radiator Low-profile radiator Designer radiator panel Vertical panel radiator Horizontal panel radiator Wall-mounted panel radiator Slim radiator panel | A specific type of radiator design that consists of a flat panel with a series of fins or tubes for heat exchange. It is commonly used in heating systems to provide efficient heat transfer and distribution. | Building Services Asset
Mechanical | N/A | Split System | N/A | Mechanical | Air Conditioner Fan Coil Unit | DX |  | ME-ACFCU-DX | Low | Single Space | No | < 6 months | Zone | Split air conditioner Room air conditioner | The indoor unit of a split system air conditioning unit. The indoor unit, typically installed inside a room or building, contains the evaporator coil, fan, and air filter. The indoor unit is connected to the outdoor unit via refrigerant lines to provide cooling or heating to the space. | Building Services Asset
Mechanical | N/A | Suction | N/A | Medical Gases | Medical Suction | Vacuum Pump |  | MG-MS-VP | High | Multi Space Multi Floor | Yes | < 6 months | Discrete | Medical suction pump Surgical vacuum pump Healthcare vacuum system Medical vacuum unit Hospital vacuum pump Clinical vacuum system | A device used in healthcare settings to generate a controlled vacuum for suctioning fluids and gases during medical procedures. | Building Services Asset
Mechanical | N/A | Tank | N/A | Mechanical | Tanks |  |  | ME-Ta | Medium | Multi Space Multi Floor | No | 6 - 12 months | Discrete |  |  | Building Services Asset
Mechanical | N/A | Tank | Storage | Mechanical | Tanks | Storage |  | ME-Ta-St | Medium | Multi Space Multi Floor | No | 6 - 12 months | Discrete |  |  | Building Services Asset
Mechanical | N/A | Vacuum | N/A | [5 empty] | Medium | Multi Space Multi Floor | No | < 6 months | Discrete |  |  | Building Services Asset
Mechanical | N/A | Vacuum Insulated Evaporator | N/A | Medical Gases | Tanks | Vacuum Insulated Evaporator |  | MG-Ta-VIE | High | Multi Space Multi Floor | Yes | 6 - 12 months | Discrete | VIE | A form of pressure vessel that allows the bulk storage of cryogenic liquids including oxygen, nitrogen and argon. | Building Services Asset
Mechanical | N/A | Vacuum Pump | N/A | Mechanical | Vacuum Pump |  |  | ME-VP | Low | Multi Space Single Floor | No | < 6 months | Discrete |  | A device used to create or maintain a vacuum within a closed system by removing gas or air molecules. It operates by mechanically drawing or pushing the gas out of the system, creating a partial or near-total vacuum. | Building Services Asset
Mechanical | N/A | Variable Refrigerant Flow | N/A | [5 empty] | Low | Multi Space Single Floor | No | < 6 months | System
Mechanical | N/A | Package Air-Conditioning Unit | N/A | Mechanical | Air Conditioning Unit | Packaged DX |  | ME-ACU-PDX | Low | Multi Space Single Floor | No | < 6 months | Discrete | Packaged air conditioner Packaged AC unit Rooftop unit (RTU) Rooftop air handler | A self-contained HVAC system that combines multiple components, including the compressor, condenser, evaporator, and air handling unit, into a single package. It is typically installed outside the building and provides both cooling and heating functions for the space it serves. | Building Services Asset
Mechanical | N/A | Heat Exchanger | Chilled Water | Mechanical | Heat Exchanger | Fluid to fluid |  | ME-HE-FTF | Medium | Multi Space Multi Floor | No | 6 - 12 months | Discrete | Fluid-to-fluid heat exchanger Liquid-to-liquid heat exchanger | A device designed to transfer heat between two different fluids, such as water, oil, or a refrigerant. It facilitates the exchange of thermal energy from one fluid to another without direct contact between the two fluids. The heat exchanger typically consists of tubes or plates that enable efficient heat transfer between the fluid streams. | Building Services Asset
Mechanical | N/A | Pump | Heat pump | Mechanical | Pumps |  |  | ME-Pu | Medium | Multi Space Multi Floor | No | < 6 months | Discrete |  | A mechanical device designed to move water from one location to another in a mechanical system. It creates pressure and forces water through the plumbing pipes, ensuring a steady flow of water for various applications. | Building Services Asset
Mechanical | N/A | Heater | N/A | [5 empty] | Low | Single Space | No | < 6 months | Zone
Medical | Patient Monitors | Acute Care Monitor | Contrast Medium Injection System Syringe
Medical | Ward Equipment | Alcolmeter | N/A
Medical | Pumps | Alternating-pressure Pump | N/A
Medical | Anaesthesia Support Devices | Anaesthesia Unit Absorber | Carbon Dioxide Absorber, Reusable
Medical | Anaesthesia Support Devices | Anaesthesia Unit Vaporiser | N/A
Medical | Anaesthetic Units | Anaesthetic Machine | N/A
Medical | Anaesthesia Support Devices | Anaesthetic Ventilator | N/A
Medical | Anaesthesia Support Devices | Anaesthetist's Trolley | N/A
Medical | Analysers | Analysers | Other
Medical | CSSD Equipment | Ancillary Equipment | Cart
Medical | CSSD Equipment | Ancillary Equipment | Surgical Scrub Sink System
Medical | Imaging Systems | Angiography | Bi-Plane - General Purpose
Medical | Imaging Systems | Angiography | Bi-Plane - Neurological
Medical | Imaging Systems | Angiography | Single Plane - Cardiovascular
Medical | Imaging Systems | Angiography | Single Plane - General Purpose
Medical | Imaging Systems | Angiography | Single Plane - Neurological
Medical | Imaging Systems | Angiography | Other
Medical | Apheresis Units | Apheresis System | N/A
Medical | Ward Equipment | Aspirator | N/A
Medical | Audiology Equipment | Audiometer | N/A
Medical | Mortuary Equipment | Autopsy | Automated Biodisinfection Unit
Medical | Mortuary Equipment | Autopsy | Autopsy Sink
Medical | Mortuary Equipment | Autopsy | Autopsy Table
Medical | Mortuary Equipment | Autopsy | Downdraft Table
Medical | Beds | Bed | Bariatric
Medical | Beds | Bed | Basic Electric Hospital
Medical | Beds | Bed | Birthing Bed/Table, Powered
Medical | Beds | Bed | Paediatric
Medical | Ward Equipment | Bed Wetting Alarm | N/A
Medical | Ventilators | Bedside Ventilator | Adult
Medical | Ventilators | Bedside Ventilator | Neonatal/Paediatric
Medical | BiPAP/CPAP | BiPAP Unit | N/A
Medical | Laboratory Equipment | Blood Cell Processor | N/A
Medical | Haemofiltration and Haemodiafiltration Units | Blood Warmer Unit | N/A
Medical | Ward Equipment | Breast Pump | N/A
Medical | Operating Theatre Equipment | Camera | Integrated Theatre Camera - Controller
Medical | Operating Theatre Equipment | Camera | Integrated Theatre Camera - IP
Medical | Operating Theatre Equipment | Camera | Integrated Theatre Camera - Mobile
Medical | Ophthalmic Equipment | Camera | N/A
Medical | Ophthalmic Equipment | Camera | Retinal Optial Coherence Tomography
Medical | Imaging Systems | Cardiac Catheter | Bi-Plane
Medical | Imaging Systems | Cardiac Catheter | Bi-plane - EP
Medical | Imaging Systems | Cardiac Catheter | Other
Medical | Imaging Systems | Cardiac Catheter | Single Plane
Medical | Imaging Systems | Cardiac Catheterization Cardiac Mapping System | N/A
Medical | Heart-lung bypass units | Cardiopulmonary Bypass System | Blood Warmer
Medical | Heart-lung bypass units | Cardiopulmonary Bypass System | Heater Cooler
Medical | Heart-lung bypass units | Cardiopulmonary Bypass System | Other
Medical | Heart-lung bypass units | Cardiopulmonary Bypass System | Pump
Medical | Heart-lung bypass units | Cardiopulmonary Bypass System | Trolley
Medical | Heart-lung bypass units | Cardiopulmonary Bypass System | N/A
Medical | Patient Monitors | Cardiotocograph | N/A
Medical | Ward Equipment | Cast Cutter | N/A
Medical | Patient Monitors | Central Station | Patient Monitoring System Central Station Monitor
Medical | Laboratory Equipment | Centrifuge | N/A
Medical | Chairs | Chair | Audiometer
Medical | Chairs | Chair | Bariatric
Medical | Chairs | Chair | Dialysis
Medical | Chairs | Chair | General Examanation/Treatment
Medical | Chairs | Chair | Shower
Medical | Laboratory Equipment | Chromotography System | Chromatography System
Medical | Analysers | Composition Analyser | N/A
Medical | Couches | Couch | Electric
Medical | Couches | Couch | Height Adjustable
Medical | Neurophysiology Equipment | Counter | N/A
Medical | BiPAP/CPAP | CPAP Unit | N/A
Medical | Allied Health Equipment | Crosstrainer | N/A
Medical | Imaging Systems | CT Scanner | CT - 16 slice
Medical | Imaging Systems | CT Scanner | CT - 64 slice
Medical | Imaging Systems | CT Scanner | CT - Greater Than 64 Slice
Medical | Imaging Systems | CT Scanner | Full-body
Medical | Imaging Systems | CT Scanner | Hybrid
Medical | Imaging Systems | CT Scanner | Other
Medical | Laboratory Equipment | Cytometer Flow | N/A
Medical | Imaging Systems | Data Acquisition Unit | N/A
Medical | Patient Monitors | Defibrillation System | Defibrillator
Medical | Imaging Systems | Densitometer | Bone Densitometer
Medical | Dental Equipment | Dental Chair | Electric Chair
Medical | Dental Equipment | Dental Delivery Unit | Delivery System
Medical | Dental Equipment | Dental Instrument | Dental Computer Assisted Anaesthesia Injection Handpiece
Medical | Dental Equipment | Dental Instrument | Endodontic Obturation System
Medical | Dental Equipment | Dental Instrument | Rotary Dental Scaler
Medical | Dental Equipment | Dental Laboratory | Curing Unit
Medical | Dental Equipment | Dental Laboratory | Grinder
Medical | Dental Equipment | Dental Laboratory | Lathe
Medical | Dental Equipment | Dental Light | Dental/Surgical Polymerization Lamp
Medical | Dental Equipment | Dental Light | LED
Medical | Dental Equipment | Dental Mixer | Amalgam Mixer
Medical | Dental Equipment | Dental Mixer | Impression Material Mixer
Medical | Dental Equipment | Dental X-ray | Stationary Extraoral Dental X-ray System, Digital
Medical | Dental Equipment | Dental X-ray | Stationary Intraoral Dental X-ray System, Digital
Medical | Dental Equipment | Dental X-ray | Stationary Panoramic Dental X-ray System, Digital
Medical | Haemofiltration and Haemodiafiltration Units | Dialysis Unit | Haemofiltration System
Medical | Haemofiltration and Haemodiafiltration Units | Dialysis Unit | Other
Medical | Operating Theatre Equipment | Digital Operating Theatre | Integrated Theatre Camera - Fixed
Medical | Ward Equipment | Doppler | N/A
Medical | Patient Monitors | Electrocardiograph | Cardiopulmonary Stress Exercise Monitoring System
Medical | Patient Monitors | Electrocardiograph | N/A
Medical | Ward Equipment | Electroconvulsive Therapy System | N/A
Medical | Ward Equipment | Electroencephalography System | Electroencephalographic Monitoring System, Stationary
Medical | Neurophysiology Equipment | Electromyography System | N/A
Medical | Electrosurgical Units | Electrosurgical Generator | Argon Plasma
Medical | Electrosurgical Units | Electrosurgical Generator | Argon-enhanced Electrosurgical System Generator
Medical | Electrosurgical Units | Electrosurgical Generator | Monopolar/Bipolar, Argon-Enhanced
Medical | Electrosurgical Units | Electrosurgical Generator | Radiofrequency
Medical | Electrosurgical Units | Electrosurgical Tester | Endoscope Leak Tester, Electrical
Medical | Electrosurgical Units | Eletrosurgical Unit | N/A
Medical | Endoscopic/Laproscopic Equipment | Endoscopic Tower | Laparoscopic Insufflator
Medical | Endoscopic/Laproscopic Equipment | Endoscopic Tower | Speech Diagnostic Sysytem
Medical | Endoscopic/Laproscopic Equipment | Endoscopic Tower | Surgical Cutter/Coagulator, Ultrasonic Harmonic
Medical | Endoscopic/Laproscopic Equipment | Endoscopic Tower | Tissue Morcellation System
Medical | Endoscopic/Laproscopic Equipment | Endoscopic Tower | N/A
Medical | Endoscopic/Laproscopic Equipment | Endoscopic Video System | Adapter
Medical | Endoscopic/Laproscopic Equipment | Endoscopic Video System | Camera Control Unit
Medical | Endoscopic/Laproscopic Equipment | Endoscopic Video System | Endoscope Leak Tester, Electrical
Medical | Endoscopic/Laproscopic Equipment | Endoscopic Video System | Endoscope Transport Trolley
Medical | Endoscopic/Laproscopic Equipment | Endoscopic Video System | Endoscope Video Camera
Medical | Endoscopic/Laproscopic Equipment | Endoscopic Video System | Endoscopic Irrigation/Distension Bottle
Medical | Endoscopic/Laproscopic Equipment | Endoscopic Video System | Endoscopic Light Source
Medical | Endoscopic/Laproscopic Equipment | Endoscopic Video System | Endoscopic Tower
Medical | Endoscopic/Laproscopic Equipment | Endoscopic Video System | Endoscopic Video Imaging System
Medical | Endoscopic/Laproscopic Equipment | Endoscopic Video System | Image Display Monitor
Medical | Endoscopic/Laproscopic Equipment | Endoscopic Video System | Laparoscopic Towers
Medical | Endoscopic/Laproscopic Equipment | Endoscopic Video System | Video Printer
Medical | CSSD Equipment | Endoscopy Reprocessing Equipment | Disinfecting Unit
Medical | CSSD Equipment | Endoscopy Reprocessing Equipment | Flushing Unit
Medical | CSSD Equipment | Endoscopy Reprocessing Equipment | Sterile Dryer
Medical | Operating Theatre Equipment | Examination Light | Light System
Medical | Allied Health Equipment | Exercise Bicycle | N/A
Medical | Endoscopic/Laparoscopic Instruments | Flexible Scope | Flexible Fibreoptic Choledochoscope
Medical | Endoscopic/Laparoscopic Instruments | Flexible Scope | Flexible Fibreoptic Duodenoscope
Medical | Endoscopic/Laparoscopic Instruments | Flexible Scope | Flexible Fibreoptic Gastroduodenoscope
Medical | Endoscopic/Laparoscopic Instruments | Flexible Scope | Flexible Video Cystourethroscope
Medical | Endoscopic/Laparoscopic Instruments | Flexible Scope | Video Colonoscope, Reusable
Medical | Endoscopic/Laparoscopic Instruments | Flexible Scope | Video Gastroscope
Medical | Scopes | Flexible Scope | Video Bronchoscope, Reusable
Medical | Scopes | Flexible Scope | Video Intubation Laryngoscope
Medical | Scopes | Flexible Scope | Video Nasopharyngoscope
Medical | Scopes | Flexible Scope | Video Rhinolaryngoscope, Reusable
Medical | Scopes | Flexible Scope | Video Ureteroscope
Medical | Analysers | Flow Analyser | N/A
Medical | Imaging Systems | Fluoroscopy Unit | Cardiovascular
Medical | Imaging Systems | Fluoroscopy Unit | General Purpose
Medical | Imaging Systems | Fluoroscopy Unit | Mobile
Medical | Imaging Systems | Fluoroscopy Unit | Neurological
Medical | Imaging Systems | Fluoroscopy Unit | Other
Medical | Laboratory Equipment | Freezer | N/A
Medical | Analysers | Haematology Analyser | Blood Gas
Medical | Analysers | Haematology Analyser | Blood Grouping
Medical | Analysers | Haematology Analyser | Cell Counting
Medical | Analysers | Haematology Analyser | Coagulation
Medical | Patient Monitors | High Acuity Monitor | N/A
Medical | Ward Equipment | Humidifier | N/A
Medical | Imaging Systems | Imaging Accessory | Positioning System
Medical | Analysers | Immunoassay Analyser | Chemiluminesce
Medical | Laboratory Equipment | Incubator | N/A
Medical | Neo/Paeds Equipment | Incubator | Conventional Infant Incubator
Medical | Neo/Paeds Equipment | Incubator | Transport Infant Incubator
Medical | Pumps | Infusion Pump | N/A
Medical | CSSD Equipment | Instrument Tracking | Instrument Tracking
Medical | Imaging Systems | Intensifier | Fixed
Medical | Imaging Systems | Intensifier | Mobile
Medical | Imaging Systems | Intensifier | Other
Medical | Laboratory Equipment | Laboratory Equipment | Other
Medical | Ophthalmic Equipment | Laser | Diode
Medical | Ophthalmic Equipment | Lensometer | N/A
Medical | Imaging Systems | Linear Accelerator | Stereotactic Radiosurgery/Radiation Therapy
Medical | Operating Theatre Equipment | Lithocast System | Lithotripter Ultrasonic
Medical | CSSD Equipment | Loan set lifter | Loan set lifter
Medical | Patient Monitors | Low Acuity Monitor | N/A
Medical | Patient Monitors | Medium Acuity Monitor | N/A
Medical | Analysers | Microbiology Analyser | N/A
Medical | Imaging Systems | Mobile System | N/A
Medical | Shelving | Modular Shelf | Shelving
Medical | Patient Monitors | Module Monitor | N/A
Medical | Neo/Paeds Equipment | Monitor | Infant Apneoa Monitor
Medical | Imaging Systems | MRI | Intra-operative System
Medical | Imaging Systems | MRI | MRI - 1.5T
Medical | Imaging Systems | MRI | MRI - 3T
Medical | Imaging Systems | MRI | MRI - PET
Medical | Imaging Systems | MRI | Other
Medical | Anaesthetic Machine | N/A | N/A
Medical | Ward Equipment | Nebuliser | N/A
Medical | Ward Equipment | Negative Pressure Wound Therapy System | Negative Pressure Wound Therapy System
Medical | Neurophysiology Equipment | Neurophysiological Monitoring Unit | Electromyography
Medical | Neurophysiology Equipment | Neurophysiological Monitoring Unit | Electromyography - Amplifier
Medical | Operating Theatre Equipment | Operating Microscope | General-Purpose Surgical
Medical | Operating Theatre Equipment | Operating Microscope | Neurosurgical
Medical | Operating Theatre Equipment | Operating Microscope | Ophthalmic
Medical | Operating Theatre Equipment | Operating Microscope | Other
Medical | Operating Theatre Equipment | Operating Table | Universal Operating Table, Electromechanical
Medical | Imaging Systems | OPG | N/A
Medical | Lasers | Ophthalmic Laser | Argon
Medical | Lasers | Ophthalmic Laser | Other
Medical | Ward Equipment | Opthalmoscope | N/A
Medical | Audiology Equipment | Other | N/A
Medical | BiPAP/CPAP | Other | N/A
Medical | CSSD Equipment | Other | N/A
Medical | Electrosurgical Units | Other | N/A
Medical | Endoscopic/Laproscopic Equipment | Other | N/A
Medical | Neurophysiology Equipment | Other | N/A
Medical | Operating Theatre Equipment | Other | N/A
Medical | Other | Other | N/A
Medical | Scopes | Other | N/A
Medical | Ward Equipment | Other | N/A
Medical | Ventilators | Other Ventilator | Stationary Electric High-frequency Ventilator
Medical | Ventilators | Other Ventilator | N/A
Medical | CSSD Equipment | Package Sealer | Package Sealer
Medical | Allied Health Equipment | Parallel Bar Exerciser | N/A
Medical | Pumps | Patient Care Analgesia Pump | N/A
Medical | Ward Equipment | Patient Lifter | N/A
Medical | Operating Theatre Equipment | Pendant | General Utility Supply System, Ceiling Mounted - Anaesthetic
Medical | Operating Theatre Equipment | Pendant | General Utility Supply System, Ceiling Mounted - Cath Lab
Medical | Operating Theatre Equipment | Pendant | General Utility Supply System, Ceiling Mounted - Emergency Resuscitation
Medical | Operating Theatre Equipment | Pendant | General Utility Supply System, Ceiling Mounted - ICU
Medical | Operating Theatre Equipment | Pendant | General Utility Supply System, Ceiling Mounted - Perfusion
Medical | Operating Theatre Equipment | Pendant | General Utility Supply System, Ceiling Mounted - Surgical Type 1
Medical | Operating Theatre Equipment | Pendant | General Utility Supply System, Ceiling Mounted - Surgical Type 2
Medical | Operating Theatre Equipment | Pendant | Other
Medical | Ophthalmic Equipment | Perimeter | N/A
Medical | Imaging Systems | PET-CT | PET-CT Unit
Medical | Imaging Systems | PET-CT | PET Unit
Medical | Imaging Systems | PET-CT | PET-CT - Other
Medical | Neo/Paeds Equipment | Phototherapy | Blue-Light Phototherapy Lamp, Clinical
Medical | Analysers | Physiologic Analyser | Metabolic rate, oxygen/car
Medical | Ward Equipment | Plethysmograph | Whole-Body
Medical | Ophthalmic Equipment | Projector | Visual Acuity
Medical | Analysers | Pulmonary Function Analyser | N/A
Medical | Ward Equipment | Pulse Oximeter | N/A
Medical | Pumps | Pump | Other
Medical | Ophthalmic Equipment | Refractor | N/A
Medical | Laboratory Equipment | Refrigerator | Blood
Medical | Laboratory Equipment | Refrigerator | Laboratory
Medical | Haemofiltration and Haemodiafiltration Units | Renal Pump | N/A
Medical | Respiratory Equipment | Respiratory Equipment | Other
Medical | Haemofiltration and Haemodiafiltration Units | Reverse Osmosis Unit | N/A
Medical | Endoscopic/Laparoscopic Instruments | Rigid Scope | Rigid Endoscope Telescope
Medical | Scopes | Rigid Scope | Colposcope
Medical | Scopes | Rigid Scope | Cystoscope
Medical | Allied Health Equipment | Rowing Machine | N/A
Medical | Neo/Paeds Equipment | Scale | Infant Scale, Electronic
Medical | Ward Equipment | Scale | Body Composition Analyser
Medical | Ward Equipment | Scale | Floor
Medical | Ophthalmic Equipment | Scanning System | Ultrasonic
Medical | Ophthalmic Equipment | Slit Lamp | N/A
Medical | Imaging Systems | SPECT | Gamma Camera - Dual Head
Medical | Imaging Systems | SPECT | Gamma Camera - Multihead
Medical | Imaging Systems | SPECT | Gamma camera - Other
Medical | Imaging Systems | SPECT | Gamma Camera - Single Head
Medical | Imaging Systems | SPECT | Gamma camera - SPECT CT
Medical | Audiology Equipment | Speech Amplifier | N/A
Medical | Allied Health Equipment | Stair-climber | N/A
Medical | Imaging Systems | Stereotatic | Stereotactic Mammographic X-ray System
Medical | Imaging Systems | Stereotatic | Stereotactic Neuronavigation/Planning System
Medical | CSSD Equipment | Steriliser | Plasma Steriliser
Medical | CSSD Equipment | Steriliser | Steam Steriliser
Medical | Ward Equipment | Stimulator | N/A
Medical | Imaging Systems | Support Device | CT Contrast Medium Injection System, Line-Powered, Ceiling Mounted
Medical | Imaging Systems | Support Device | CT Contrast Medium Injection System, Line-Powered, Stationary
Medical | Imaging Systems | Support Device | Data Interface Systems, Medical Device/Information System
Medical | Imaging Systems | Support Device | Defibrillators, External, Manual
Medical | Imaging Systems | Support Device | Display Patient Monitor
Medical | Imaging Systems | Support Device | Dosimetry
Medical | Imaging Systems | Support Device | General-Purpose Ultrasound Imaging System - Ancillary Device
Medical | Imaging Systems | Support Device | Image Processing System
Medical | Imaging Systems | Support Device | Interface Data Acquisition
Medical | Imaging Systems | Support Device | MRI Contrast Medium Injection System, Line-Powered
Medical | Imaging Systems | Support Device | MRI Contrast Medium Injection System, Line-Powered, Mobile
Medical | Imaging Systems | Support Device | Thermoluminescent Dosimetry Brick Radiation Detector
Medical | Imaging Systems | Support Device | X-ray Film Processor Loader
Medical | Lasers | Surgical Laser | Argon
Medical | Lasers | Surgical Laser | Carbon Dioxide
Medical | Lasers | Surgical Laser | HO:YAG
Medical | Lasers | Surgical Laser | ND:YAG
Medical | Lasers | Surgical Laser | Other
Medical | Operating Theatre Equipment | Surgical Light | Operating Room Light
Medical | Pumps | Syringe Pump | N/A
Medical | Tables | Table | General Examination/Treatment
Medical | Patient Monitors | Telemetry | N/A
Medical | Laboratory Equipment | Tissue Analyser | Tissue Processor
Medical | Ophthalmic Equipment | Tonometer | N/A
Medical | Ventilators | Transport Ventilator | Adult
Medical | Ventilators | Transport Ventilator | Neonatal/Paediatric
Medical | Allied Health Equipment | Treadmill | N/A
Medical | Mortuary Equipment | Trolley | Mortuary
Medical | Trolleys | Trolley | Medication
Medical | Trolleys | Trolley | Resuscitation
Medical | Neo/Paeds Equipment | Ultrasonography | Foetal Doppler System
Medical | Imaging Systems | Ultrasound | Bladder Volume Ultrasound Imaging System
Medical | Imaging Systems | Ultrasound | Cardiac
Medical | Imaging Systems | Ultrasound | Cranial
Medical | Imaging Systems | Ultrasound | General
Medical | Imaging Systems | Ultrasound | Intravascular
Medical | Imaging Systems | Ultrasound | Invasive Vascular Ultrasound System
Medical | Imaging Systems | Ultrasound | Obstetric
Medical | Imaging Systems | Ultrasound | Other
Medical | Imaging Systems | Ultrasound | Transoesophageal Echocardiography Unit
Medical | Pumps | Volumetric-Dual Channel Pump | N/A
Medical | Pumps | Volumetric-Single Channel Pump | N/A
Medical | Neo/Paeds Equipment | Warmer | Infant Warmer
Medical | CSSD Equipment | Washer | Other
Medical | CSSD Equipment | Washer | Tunnel
Medical | CSSD Equipment | Washer Disinfector Unit | Bedpan/Ancillary Utensil Washer/Disinfector
Medical | CSSD Equipment | Washer Disinfector Unit | Endoscope Reprocessing Unit
Medical | CSSD Equipment | Washer Disinfector Unit | Laboratory Ware Washer
Medical | CSSD Equipment | Washer Disinfector Unit | Other
Medical | CSSD Equipment | Washer Disinfector Unit | Surgical Instrument Washer/Disinfector
Medical | CSSD Equipment | Washer Disinfector Unit | Surgical Trolley Washer
Medical | CSSD Equipment | Washer Disinfector Unit | Ultrasonic Cleaner
Medical | CSSD Equipment | Washer Disinfector Unit | Ultrasonic Water Bath
Medical | Laboratory Equipment | Water Purification | Reverse-Osmosis Water Purification System
Medical | Wheelchairs | Wheelchair | Bariatric
Medical | Wheelchairs | Wheelchair | Intensive Care Unit
Medical | Wheelchairs | Wheelchair | Other
Medical | Wheelchairs | Wheelchair | Specialised
Medical | Imaging Systems | X-ray | Digital X-ray room
Medical | Imaging Systems | X-ray | Fixed
Medical | Imaging Systems | X-ray | Mobile
Medical | Imaging Systems | X-ray | Other
Medical | Imaging Systems | X-ray Mobile | Image Intensifier
Vertical Transport | N/A | Dumbwaiter | N/A | Vertical Transportation | Dumb Waiter |  |  | VT-DW | Medium | Multi Space Multi Floor | No | +12 months | Discrete | Food lift Kitchen elevator | A small freight elevator or lift used to transport goods, supplies, or food between different floors of a building | Building Services Asset
Vertical Transport | N/A | Lift | N/A | Vertical Transportation | Lift |  |  | VT-Li | Medium | Multi Space Multi Floor | No | +12 months | Discrete | Elevator | A mechanical device designed to transport people or goods between different levels or floors of a building. It typically consists of a cabin or car that travels along vertical rails or guide tracks, propelled by an electric motor. | Building Services Asset

## Master (hidden)
VHBA Asset Equipment List
Note: • The Asset Register Framework offers a comprehensive list of current assets in AIMS, along with their intended classification, VBIS tags, and descriptions. • This list is not definitive and should be used as a reference. It is subject to change based on the organisation's asset management maturity and objectives. • The current AIMS discrete asset value threshold is $5000. Discrete assets below this value are consolidated into groups. • Assets in AIMS are also prioritised based on their function, assuming typical building operations. • The prioritisation methodology considerations are: Downstream Impact, Life Safety, and Asset Replacement Timeframe.
Refer to AIMS Asset Hierarchy, Ratings, and Groupings for more details.
AIMS Asset Classification |  |  |  | VBIS Asset Classification |  |  |  |  | Initial Priority Criteria |  |  |  |  | Asset Dictionary
Asset Class | Asset Sub Class | Asset Type | Asset Subtype | Discipline | Product | Sub-Type | Sub-Sub-Type | VBIS Tag | Initial Priority | Downstream Impact | Life Safety / Essential Safety / Critical or High Importance / Legislated Asset | Replacement Timeframe | Initial Grouping | Alternative Equipment Name | Equipment Description | DE AIR Asset Group
Buildings | N/A | Hospital | Base
Electrical | N/A | Access Card Reader | N/A | Security | Access Control | Card Reader |  | SE-ACon-CR | Low | Multi Space Single Floor | No | < 6 months | System | Card Readers Access Control Readers Proximity Readers Smart Card Readers RFID Readers Swipe Readers Magnetic Stripe Readers Biometric Readers Credential Readers Entry Readers Keycard Readers Badge Readers Security Readers Authentication Readers Electronic Lock Readers | A device used to read and verify the information stored on a security access card or credential. It is commonly used in various access control systems to regulate entry into secure areas such as buildings, rooms, or facilities. Reader can read magnetic stripe card, proximity card, smart card, mobile device with near field communication (NFC) capabilities or a combination of items with biometrics. | Miscellaneous Asset
Electrical | N/A | Battery | N/A | Electrical Power | Battery Systems | Batteries |  | EP-BS-Ba | Low | Single Space | No | < 6 months | System | Power Cell Energy Storage Device | A device that stores and provides electrical energy through chemical reactions.
Electrical | N/A | Battery Charger | N/A | [5 empty] | Low | Single Space | No | < 6 months | System
Electrical | N/A | Body & Cardiac Protection | N/A | [5 empty] | Medium | Single Space | Yes | < 6 months | Zone
Electrical | N/A | Charging Bay | N/A | [5 empty] | Low | Single Space | No | < 6 months | System
Electrical | N/A | Controls/Switches | N/A | [5 empty] | Low | Multi Space Single Floor | No | < 6 months | System
Electrical | N/A | Distribution Board | N/A | Electrical Power | Switchboard | Distribution Board |  | EP-SB-DB | Low | Multi Space Single Floor | No | 6 - 12 months | Discrete | Load Centre Distribution Panel | A device that receives power from the main electrical supply and distributes it to different circuits within a building. It houses circuit breakers or fuses to protect the circuits and provides a convenient point for controlling and managing the flow of electricity. | Building Services Asset
Electrical | N/A | Duress System | N/A | Security | Duress |  |  | SE-Du | Medium | Multi Space Multi Floor | No | < 6 months | System | Panic alarm system Emergency alarm system Distress alert system | A security measure used in high-risk environments to enable individuals to discreetly call for immediate help in dangerous situations. It typically involves strategically placed panic buttons that, when activated, trigger alarms and notify security personnel or authorities for swift response and assistance. | Systems Asset
Electrical | N/A | Energy Meter | N/A | Electrical Power | Meters |  |  | EP-Me | Low | Single Space | No | < 6 months | System | Power meter | A device which is used for measuring the energy used by the electric load. Often installed as part of a Switchboard or Distribution Board. | Building Services Asset
Electrical | N/A | Equipment | Antenna | Communications | Indoor Antenna |  |  | CO-IA | Medium | Multi Space Multi Floor | No | 6 - 12 months | Zone | Aerial Wireless antenna Dish/Parabolic antenna RF antenna: Emphasizes the use of the antenna in radio frequency applications. Receiver/transmitter antenna Omni-directional antenna Directional antenna | A device that enables wireless communication by transmitting and receiving electromagnetic waves. It serves as a crucial component in various ICT systems, such as Wi-Fi networks, mobile devices, satellite communication, and other wireless technologies, facilitating the transmission of data and information.
Electrical | N/A | Equipment | NBN Connection | Communications | Network Termination Device |  |  | CO-NTD | Medium | Site Wide | No | < 6 months | System |  | National Broadband Network (NBN) Australia connection box point.
Electrical | N/A | Equipment | Telecommunication | [5 empty] | Low | Multi Space Single Floor | No | < 6 months | Discrete
Electrical | N/A | Equipment | Main Comms Room | [5 empty] | Low | Multi Space Single Floor | No | < 6 months | Discrete
Electrical | N/A | Equipment | N/A | [5 empty] | Low | Multi Space Single Floor | No | < 6 months | System
Electrical | N/A | Equipment | NBN Distribution | [5 empty] | Medium | Multi Space Multi Floor | No | < 6 months | System
Electrical | N/A | Equipment | Server Room | [5 empty] | Medium | Single Space | Yes | < 6 months | Discrete
Electrical | N/A | Fuel System or Tank | N/A | Electrical Power | Generator | Bulk Fuel Tank |  | EP-Ge-BFT | Medium | Site Wide | No | 6 - 12 months | Discrete |  |  | Building Services Asset
Electrical | N/A | Generator | N/A | Electrical Power | Generator |  |  | EP-Ge | Medium | Site Wide | No | 6 - 12 months | Discrete | Dynamo Alternator Power generator Electric generator Generator set Genset Turbine generator | A device that converts mechanical energy into electrical energy. It operates on the principle of electromagnetic induction, where a rotating shaft or turbine drives a conductor through a magnetic field, resulting in the generation of electricity. | Building Services Asset
Electrical | N/A | Generator Switchboard | N/A | Electrical Power | Switchboard | Generator Switchboard |  | EP-SB-GSB | Medium | Site Wide | No | 6 - 12 months | Discrete |  | An electrical control panel that provides the interface and control between a generator set and the electrical distribution system | Building Services Asset
Electrical | N/A | Infrastructure Cable | N/A | Electrical Power | Cable |  |  | EP-Ca | Low | Multi Space Single Floor | No | < 6 months | System | Structured cabling Power cable High voltage cable | Horizontal and vertical cabling distribution system based on copper and/or optical fibre cabling.
Electrical | N/A | Intercom | N/A | Security | Intercom |  |  | SE-In | Low | Multi Space Single Floor | No | < 6 months | System | Intercommunication System | A communication system that enables voice or video communication between individuals in different areas of a building or facility. It typically consists of intercom devices such as speakers, microphones, and video cameras, facilitating convenient and efficient communication for various purposes, including security, convenience, and coordination.
Electrical | N/A | Kitchen Conveyor Dishwasher | N/A | Kitchen Equipment | Dishwasher | Commercial | Conveyor | KE-Di-Co-Co | Low | Single Space | No | 6 - 12 months | Discrete | Rack conveyor dishwasher Continuous conveyor dishwasher Commercial conveyor dishwasher | A type of commercial dishwasher designed for high-volume dishwashing in food service establishments. It consists of a conveyor belt system that moves dish racks or trays through various stages of the cleaning process, including pre-rinsing, washing, rinsing, and drying. | Building Services Asset
Electrical | N/A | Kitchen Conveyor System | N/A | Kitchen Equipment | Conveyor Belt System |  |  | KE-CBS | Low | Single Space | No | 6 - 12 months | Discrete | Food conveyor system Kitchen transport system Kitchen logistics system | A specialized system used in commercial kitchens to transport food items, dishes, utensils, or other kitchen supplies from one area to another. It typically consists of a conveyor belt or a series of interconnected conveyors that automate the movement of items within the kitchen. | Building Services Asset
Electrical | N/A | Light System | Exit | Electrical Lighting | Emergency Lighting | Exit |  | EL-EL-Ex | Medium | Multi Space Single Floor | Yes | < 6 months | Zone | Emergency exit light Evacuation light Exit sign Safety exit light | A system consisting of safety devices installed in buildings to provide illumination and guidance during emergencies, helping occupants locate exits and evacuate safely. It typically consists of an illuminated sign or fixture mounted near exit doors or along escape routes. | Systems Asset
Electrical | N/A | Light System | Emergency | Electrical Lighting | Emergency Lighting | Luminaire |  | EL-EL-Lu | Medium | Multi Space Single Floor | Yes | < 6 months | Zone | Backup lighting Emergency lighting system Safety lighting Standby lighting Emergency egress lighting Emergency backup light | A system consisting of lighting fixtures designed to automatically illuminate during a power outage or emergency situation, ensuring visibility and safety for occupants. It is usually equipped with backup power sources, such as batteries, to provide continuous illumination. | Systems Asset
Electrical | N/A | Light System | N/A | Electrical Lighting | Lighting |  |  | EL-Li | Low | Multi Space Single Floor | No | < 6 months | Zone |  | A system consisting of electric lights, lamps, or light bulbs which are electrical components that produces light. | Systems Asset
Electrical | N/A | Light | Fixture | Electrical Lighting | Lighting | Luminaire |  | EL-Li-Lu | Low | Multi Space Single Floor | No | < 6 months | Zone | Light fixture Light fitting Luminaire | A electrical device containing an electric lamp that provides illumination | Miscellaneous Asset
Electrical | N/A | Lighting System Controller | Wireless Emergency | Electrical Lighting | Emergency Lighting | Testing | Wireless Area Controller | EL-EL-Te-WACon | Medium | Multi Space Single Floor | Yes | < 6 months | Zone | Wireless Emergency Lighting Manager Wireless Emergency Lighting Supervisor Wireless Emergency Lighting Coordinator | A device used to centrally manage and control emergency lighting systems wirelessly. It provides the capability to monitor, test, program, and coordinate multiple emergency lights from a central location, enhancing efficiency and ease of maintenance. | Systems Asset
Electrical | N/A | Lightning Strike Counter | N/A | Electrical Power | Lightning Strike Counter |  |  | EP-LSC | Low | Single Space | No | < 6 months | Discrete | Thunderstorm activity monitor Lightning Activity Monitor | A device designed to count the number of lightning strikes conducted through the down conductor on a lightning protection system. | Building Services Asset
Electrical | N/A | Main Switch Board | N/A | Electrical Power | Switchboard | Main Switch Board |  | EP-SB-MSB | High | Site Wide | Yes | +12 months | Discrete | Main Distribution Board Switchgear Panel Main Electrical Panel Main Load Center | The primary point of entry for electrical power into a building or facility. It receives power from the utility source or a main electrical panel and distributes it to various sub-distribution boards or circuits throughout the building | Building Services Asset
Electrical | N/A | Master Clock | N/A | Information Technology | Master Clock |  |  | IT-MC | Low | Multi Space Single Floor | No | < 6 months | System | Primary clock Central clock Time server Synchronized clock system | A centralized timekeeping system that synchronizes and distributes accurate time signals to multiple clocks or devices within a building or facility. | Systems Asset
Electrical | N/A | Mechanical Services Switchboard | N/A | Electrical Power | Switchboard | Mechanical Services Switch Board |  | EP-SB-MSSB | Medium | Multi Space Multi Floor | No | 6 - 12 months | Discrete | Mechanical control panel Mechanical distribution board Mechanical services panel Mechanical services distribution panel | An electrical control panel that serves as a centralized point for controlling and distributing power to mechanical equipment and systems in a building or facility. | Building Services Asset
Electrical | N/A | Nursecall System | N/A | Medical & Laboratory Equipment | Nurse Call System |  |  | MLE-NCS | Medium | Multi Space Single Floor | Yes | 6 - 12 months | Zone | Nurse communication system Patient assistance system | A communication system used in healthcare facilities to enable patients to summon assistance from nurses or caregivers. It typically consists of call buttons or devices installed in patient rooms or bathrooms that can be activated to send a signal to a central monitoring station or directly to the nurses' station. | Systems Asset
Electrical | N/A | Nursecall System | Indicator Panel | Medical & Laboratory Equipment | Nurse Call System | Annunciators |  | MLE-NCS-An | Medium | Multi Space Single Floor | Yes | 6 - 12 months | Zone | Nurse Call Display Patient Call Annunciator Nurse Call Indicator Patient Request Announcer Staff Alert Display Caregiver Annunciator Call Notification Panel | A visual or audible notification system used in healthcare facilities to alert nurses and staff about patient calls or requests for assistance. It typically displays or announces information related to the patient's room or location, allowing caregivers to promptly respond to patient needs. | Miscellaneous Asset
Electrical | N/A | Nursecall System | Medical Services Panel | Medical & Laboratory Equipment | Nurse Call System |  |  | MLE-NCS | Medium | Multi Space Single Floor | Yes | 6 - 12 months | Zone |  |  | Systems Asset
Electrical | N/A | Outlet Circuit | N/A | Electrical Power | General Purpose Outlet |  |  | EP-GPO | Low | Single Space | No | < 6 months | Zone | Power Point Socket Outlet Electrical Outlet | A system of power outlets that are used to supply power to electrical devices | Systems Asset
Electrical | N/A | PA System | N/A | Audio-Visual | Public Address System |  |  | AV-PAS | Low | Multi Space Single Floor | No | < 6 months | Zone | Public Addressing System Public Announcement System Public Communication System Announcement System | A sound reinforcement system used to amplify and distribute audio messages or announcements to a large audience or specific areas in public spaces, buildings, or venues. It typically consists of microphones, amplifiers, speakers, and control equipment to ensure clear and intelligible communication for public address purposes. | Systems Asset
Electrical | N/A | Patient Entertainment | N/A | Audio-Visual | Patient Entertainment System |  |  | AV-PES | Low | Multi Space Single Floor | No | < 6 months | Zone | Hospital Entertainment System Patient Infotainment System In-Room Entertainment System | A multimedia platform implemented in healthcare settings to provide entertainment and information to patients during their stay. It typically includes features such as television, movies, internet access, games, and patient education materials. | Systems Asset
Electrical | N/A | Power Factor Correction Unit | N/A | Electrical Power | Power Factor Correction |  |  | EP-PFC | Medium | Site Wide | No | 6 - 12 months | System | Power Factor Controller Reactive Power Compensation Device Power Factor Regulator Power Factor Correction System Power Factor Optimizer | An electrical apparatus that improves the power factor of an electrical system. It actively reduces reactive power and optimizes the balance between reactive power and real power, resulting in increased energy efficiency and reduced utility costs. | Building Services Asset
Electrical | N/A | Private Automatic Branch Exchange | N/A | Communications | Private Automatic Branch Exchange |  |  | CO-PABX | Medium | Site Wide | No | 6 - 12 months | System | PBX (Private Branch Exchange) EPABX (Electronic Private Automatic Branch Exchange) IP-PBX (Internet Protocol Private Branch Exchange) Telephone Exchange | A telephone system used within organizations to handle internal and external calls. It allows for the connection of multiple telephone extensions and provides features such as call routing, call forwarding, voicemail, and other communication functionalities. | Building Services Asset
Electrical | N/A | Racks | N/A | Communications | Server Cabinet |  |  | CO-SC | Low | Single Space | No | < 6 months | Zone | Server rack Network rack Data rack Cabinet Patch panel rack AV rack Telecom rack IT rack Enclosure | Used to house and organize various electronic devices and equipment. It provides a standardized and secure structure for mounting servers, networking equipment, power distribution units, and other components, facilitating efficient management and maintenance of the electrical infrastructure in data centres or IT environments. | Miscellaneous Asset
Electrical | N/A | Refrigerator | Drug | Medical & Laboratory Equipment | Medical Refrigerator |  |  | MLE-MR | Medium | Site Wide | No | 6 - 12 months | Discrete |  | A specialized refrigeration unit used in healthcare settings to store temperature-sensitive medications, vaccines, blood products, and other medical supplies. It is designed to maintain consistent and controlled temperature conditions to ensure the integrity and safety of the stored items. | Building Services Asset
Electrical | N/A | Residual Current Device | N/A | Electrical Power | Switchgear | Residual Current Device |  | EP-SG-RCD | Medium | Multi Space Single Floor | Yes | < 6 months | Zone | Residual current breaker (RCB) Residual current circuit breaker (RCCB) Ground fault circuit interrupter (GFCI) Earth leakage circuit breaker (ELCB) Earth leakage protector (ELP) Ground fault interrupter (GFI) Residual current protection device (RCPD) Leakage circuit breaker (LCB) Differential circuit breaker | An electrical safety device designed to quickly detect and protect against electrical leakage or ground faults. It monitors the current flowing in an electrical circuit and instantly shuts off the power supply if it detects a difference between the current flowing into the circuit and the current returning from the circuit | Miscellaneous Asset
Electrical | N/A | Residual Current Device Alarm | N/A | Electrical Power | Controls Equipment Panel | Alarm Panel |  | EP-ConEP-AP | Low | Multi Space Single Floor | No | < 6 months | System | Alarm Indicator Station Alarm Station | A audio / visual indicating panel for faults or alarms. The panel receives signals from various equipment, including RCDs, which are electrical safety devices that detect leakage currents and trip to prevent electric shocks. | Systems Asset
Electrical | N/A | Riser | Comms | [5 empty] | Low | Single Space | No | < 6 months | Discrete
Electrical | N/A | Riser | N/A | [5 empty] | Low | Single Space | No | < 6 months | Discrete
Electrical | N/A | Riser | Power | [5 empty] | Low | Single Space | No | < 6 months | Discrete
Electrical | N/A | Riser | N/A | [5 empty] | Low | Single Space | No | < 6 months | Discrete
Electrical | N/A | Security System | N/A | Security | CCTV |  |  | SE-CCTV | Medium | Multi Space Multi Floor | No | 6 - 12 months | System | Keycard access control system Proximity card access control system Swipe card access control system | A surveillance system consisting of cameras, video recorders, and a network for monitoring and recording activities in a specific area. It is commonly used for security and surveillance purposes in various settings, such as homes, businesses, public spaces, and institutions. The cameras capture video footage that can be monitored live or reviewed later, providing a means to deter, detect, and investigate incidents. | Systems Asset
Electrical | N/A | Solar System | N/A | Electrical Power | Solar power system |  |  | EP-SPS | Low | Single Space | No | 6 - 12 months | System |  |  | Systems Asset
Electrical | N/A | Solar System | Inverter | Electrical Power | Solar power system | Inverter |  | EP-SPS-In | Low | Single Space | No | 6 - 12 months | System | Photovoltaic (PV) inverter Solar power inverter Solar energy inverter PV converter Solar electricity inverter Solar panel inverter Solar system inverter Solar microinverter (for microinverter-based systems) Solar string inverter (for string inverter-based systems) | An electronic device that converts the DC electricity generated by solar panels into AC electricity suitable for powering appliances and feeding into the electrical grid. | Building Services Asset
Electrical | N/A | Solar System | Panel | Electrical Power | Solar power system | Panels |  | EP-SPS-Pa | Low | Single Space | No | < 6 months | System | solar cell panels solar electric panels PV modules Photovoltaic cells | A device that converts sunlight into electricity using the photovoltaic effect. | Miscellaneous Asset
Electrical | N/A | Speaker System | N/A | Audio-Visual | Public Address System | Speaker |  | AV-PAS-Sp | Low | Single Space | No | < 6 months | Zone | Ceiling-mounted speaker Ceiling speaker system Overhead speaker In-ceiling speaker Drop-in speaker Flush-mount speaker Tile speaker Recessed speaker Integrated ceiling speaker In-ceiling PA speaker | A specialized loudspeaker designed for use in a public address system. It is used to amplify and project audio signals, including announcements, music, or other audio content, to a large audience in various public settings. These speakers are often strategically placed in public spaces such as stadiums, auditoriums, schools, and outdoor areas to ensure clear and effective communication with the intended audience. | Systems Asset
Electrical | N/A | Switchgear | N/A | Electrical Power | Switchgear |  |  | EP-SG | Medium | Multi Space Single Floor | Yes | 6 - 12 months | Discrete
Electrical | N/A | Transformer | Isolation | Electrical Power | Transformer |  |  | EP-Tr | Medium | Single Space | Yes | 6 - 12 months | Discrete |  |  | Building Services Asset
Electrical | N/A | Transformer | N/A | Electrical Power | Transformer | LV |  | EP-Tr-Lv | High | Site Wide | Yes | 6 - 12 months | Discrete | Step-up transformer Step-down transformer Voltage transformer Current transformer Isolation transformer | A device that transfers electrical energy between different circuits by electromagnetic induction, utilizing coils and a magnetic core. It enables voltage to be stepped up or down, facilitating efficient transmission and distribution of electrical power. | Building Services Asset
Electrical | N/A | Transformer/Ring Main Unit | N/A | Electrical Power | Switchboard | Ring Main Unit |  | EP-SB-RMU | High | Site Wide | Yes | +12 months | Discrete | Ring Main Distribution System (RMDS) Ring Main Switchgear (RMS) Ring Main Unit (RMU) Switchgear Ring Main Circuit Breaker (RMCB) Ring Main Panel (RMP) Ring Main Feeder (RMF) Ring Main Control Unit (RMCU) Ring Main Assembly (RMA) Ring Main Power Distribution Unit (RMPDU) Ring Main Protection Unit (RMPU) | A compact distribution unit used in electrical power systems to control and distribute electricity in a ring configuration. It typically includes circuit breakers, switches, and protection devices, providing reliable and efficient distribution of power to various loads | Building Services Asset
Electrical | N/A | Uninterruptible Power Supply | N/A | Electrical Power | UPS |  |  | EP-UPS | Low | Multi Space Single Floor | No | < 6 months | System | Uninterruptible Power System (UPS) Battery Backup System | An electrical device that provides emergency power to connected equipment during power outages or fluctuations. It typically consists of a battery or battery bank, a rectifier, and an inverter, which work together to provide seamless and reliable backup power, protecting critical systems from disruptions or damage caused by power interruptions. | Building Services Asset
Electrical | N/A | Waste Compactor | N/A | Waste | Compactor |  |  | WA-Co | Low | Single Space | No | 6 - 12 months | Discrete |  |  | Building Services Asset
Electrical | N/A | Refrigerated Cooling System | N/A | Refrigeration | Cool Room |  |  | RE-CLR | Medium | Site Wide | No | 6 - 12 months | Discrete | Cold storage room Walk-in refrigerator Chiller room Temperature-controlled storage facility Cold chamber Cold storage unit Climate-controlled room Cold storage locker Temperature-controlled chamber | A large enclosed area equipped with refrigeration systems designed to maintain a consistently cold environment.
Electrical | N/A | Nursecall System | Emergency Assistance | Medical & Laboratory Equipment | Nurse Call System | Call Point |  | MLE-NCS-CP | Medium | Multi Space Single Floor | Yes | < 6 months | Zone | Call button Nurse call button Call bell Patient call button Nurse call station Call light Patient call bell Bedside call button Patient assistance call point Call system button | A small device located within a patient's reach in healthcare facilities. It allows patients to summon assistance from nurses or healthcare providers when they require immediate attention or have specific needs. When pressed, the nurse call button sends a signal to a central nurse call system, alerting staff to the patient's request for help. | Miscellaneous Asset
Electrical | N/A | Mortice Lock | N/A | Security | Access Control | Mortice Lock |  | SE-ACon-MoL | Low | Multi Space Single Floor | No | < 6 months | System
Fire | N/A | Booster Assembly | N/A | Fire Suppression | Fire Protection Booster Assembly |  |  | FS-FPBA | High | Multi Space Multi Floor | Yes | 6 - 12 months | Discrete |  | Pump assembly used to enhance the effectiveness of fire protection systems by ensuring an adequate water supply is delivered to hydrants | Building Services Asset
Fire | N/A | Control Valve | N/A | Fire Suppression | Sprinklers | Sprinkler Control Valve Assembly |  | FS-Sp-SCVA | High | Multi Space Multi Floor | Yes | 6 - 12 months | Discrete | Sprinkler Control Valve | A crucial component of a fire sprinkler system that controls the flow of water or other extinguishing agents to the sprinkler heads. It is typically a mechanical valve located in the main water supply line of the sprinkler system. The sprinkler control valve is responsible for opening or closing the water supply to the sprinkler system. When a fire is detected, either by a heat-sensitive element in a sprinkler head or by a separate fire detection system, the control valve is activated to allow water to flow into the system. | Building Services Asset
Fire | N/A | Detector | N/A | Fire Detection | Fire Detectors |  |  | FD-FD | Medium | Single Space | Yes | < 6 months | Zone | Smoke Detector Heat Detector Flame Detector Multi-Sensor Detector Air Aspirating Smoke Detector Beam Detector Heat Detection System | A device designed to detect the presence of fire or the conditions associated with a fire typically equipped with sensors that can detect smoke, heat, or flames. | Systems Asset
Fire | N/A | Drencher | N/A | Fire Suppression | Sprinklers | Sprinkler Head | Deluge | FS-Sp-SH-De | Medium | Single Space | Yes | < 6 months | Zone | Deluge System | A type of fire protection system that is designed to rapidly discharge large amounts of water over a wide area in the event of a fire. | Systems Asset
Fire | N/A | Emergency Warning Control and Indicating Equipment | N/A | Fire Detection | Emergency Warning Control Indicating Equipment |  |  | FD-EWCIE | High | Site Wide | Yes | 6 - 12 months | System | EWIS System Emergency Warning and Intercommunication System | The main component of the Emergency Warning System (EWS), referring to the central control unit and associated devices used to manage and monitor emergency warning systems in buildings or facilities. It integrates fire alarms, public address (PA) systems, and intercoms to facilitate effective communication, evacuation guidance, and emergency response coordination, ensuring the safety and well-being of occupants. | Building Services Asset
Fire | N/A | Fire Alarm | N/A | Fire Detection | Audible Alarm Device |  |  | FD-AAD | Medium | Single Space | Yes | < 6 months | Zone | Fire Alarm Sounder Fire Alarm Audible Device Fire Alarm Notification Device Fire Alarm Bell Annunciator Fire Alarm Siren | A loud audible signalling device used in fire alarm systems to alert occupants of a building or area about the presence of a fire or emergency | Systems Asset
Fire | N/A | Fire Blanket | N/A | Fire Suppression | Fire Blanket |  |  | FS-FB | Medium | Single Space | Yes | < 6 months | System | Flame Retardant Blanket Fire Safety Blanket Fire Extinguishing Blanket Fire Suppression Blanket | A safety device made of fire-resistant materials, designed to extinguish small fires by smothering them. It is used by covering the fire source with the blanket, effectively cutting off the oxygen supply and preventing the fire from spreading further.
Fire | N/A | Fire Detection Control Indicating Equipment | N/A | Fire Detection | Fire Detection Control Indicating Equipment |  |  | FD-FDCIE | High | Site Wide | Yes | 6 - 12 months | System | Fire Alarm System Control Unit Fire Alarm Monitoring System Fire Alarm Master Control Panel Fire Detection and Alarm Control Panel Fire Alarm Command Center Fire Detection System Controller Fire Alarm Annunciator Panel Fire Alarm Monitoring and Control System | A central control unit and associated devices used to monitor and control a fire detection system within a building or facility. This includes a range of control panels associated with the detection of fire, indicators, and various input/output modules, allowing for the management of fire detectors, initiating devices, and alarm outputs. | Building Services Asset
Fire | N/A | Fire Door | N/A | Structure | Doors Fire Rated |  |  | ST-DFR | Medium | Single Space | Yes | < 6 months | Zone | Fire door Fire-resistant door Fireproof door Flame-retardant door Fire safety door | A specialized door designed to resist the spread of fire and smoke in a building. It is constructed with fire-resistant materials and features specific ratings and certifications to ensure its performance during a fire emergency. | Miscellaneous Asset
Fire | N/A | Fire Extinguisher | N/A | Fire Suppression | Portable Fire Extinguisher |  |  | FS-PFE | Medium | Single Space | Yes | < 6 months | Zone | Fire extinguisher Hand-held fire extinguisher | A hand-held firefighting device designed to extinguish or control small fires. It contains a pressurized agent, such as water, foam, powder, or gas, which is discharged through a nozzle or hose to suppress the flames. | Miscellaneous Asset
Fire | N/A | Fire Extinguisher | Dry Powder | Fire Suppression | Portable Fire Extinguisher | Class D Dry Powder |  | FS-PFE-CDDP | Medium | Single Space | Yes | < 6 months | Zone |  |  | Miscellaneous Asset
Fire | N/A | Fire Extinguisher | Water | Fire Suppression | Portable Fire Extinguisher | Water |  | FS-PFE-Wa | Medium | Single Space | Yes | < 6 months | Zone |  |  | Miscellaneous Asset
Fire | N/A | Fire Indicator Panel | N/A | Fire Detection | Fire Detection Control Indicating Equipment | Fire Indicator Panel |  | FD-FDCIE-FIP | High | Site Wide | Yes | < 6 months | System | Fire Alarm Control Panel (FACP) Fire Control and Indicating Panel | A central processor and visual indicator of a detection system that is connected to all field detection devices (smoke and heat detectors etc.). This is specific panel which is part of the Fire Detection Control Indicating Equipment | Building Services Asset
Fire | N/A | Gas Suppression Cylinders | N/A | Fire Suppression | Tanks | Gaseous Fire Suppression Agent Containers |  | FS-Ta-GFSAC | Medium | Single Space | Yes | < 6 months | Discrete | Gas suppression cylinders Fire extinguishing cylinders Gas fire suppression containers | Pressurized containers filled with specialized gases or chemical agents used to suppress and extinguish fires | Building Services Asset
Fire | N/A | Hosereel | N/A | Fire Suppression | Fire Hose Reel |  |  | FS-FHR | Medium | Multi Space Single Floor | Yes | < 6 months | Zone |  | A firefighting device that dispenses water used to combat fires by providing a readily accessible source of water that can be directed towards the fire. Typically extended length of 36m | Miscellaneous Asset
Fire | N/A | Hydrant Pump | N/A | Fire Suppression | Pumps |  |  | FS-Pu | High | Multi Space Multi Floor | Yes | 6 - 12 months | Discrete |  | A pump specifically used within the fire suppression system that increases water pressure to hydrants | Building Services Asset
Fire | N/A | Hydrant Pump | Jockey | Fire Suppression | Pumps | Fire Protection Ancillary Pumpset |  | FS-Pu-FPAP | High | Multi Space Multi Floor | Yes | 6 - 12 months | Discrete | Pressure Maintenance Pump | A secondary pump that maintains the pressure in the fire sprinkler system to avoid non-emergency starting of the main fire pump | Building Services Asset
Fire | N/A | Hydrant Water Tank | N/A | Fire Suppression | Tanks | Fire Protection Water Tank |  | FS-Ta-FPWT | High | Multi Space Multi Floor | Yes | 6 - 12 months | Discrete | Fire Hydrant Storage Tank | A dedicated container designed to store water specifically for supplying fire hydrants. These tanks ensure an adequate and readily available water source for firefighters to connect their hoses and access water for fire suppression efforts, particularly in areas with limited water infrastructure or during emergencies where water supply may be disrupted. | Building Services Asset
Fire | N/A | Hydrants | N/A | Fire Suppression | Fire Hydrant |  |  | FS-FH | Medium | Multi Space Single Floor | Yes | < 6 months | Zone | Fire Outlet Fire Point Hydrant Valve | A water outlet connected to an mains water supply, primarily used by firefighters to access water for firefighting operations. Typically external to a building | Miscellaneous Asset
Fire | N/A | Manual Call Point | N/A | Fire Detection | Manual Call Point |  |  | FD-MCP | Medium | Multi Space Single Floor | Yes | < 6 months | Zone | Fire Alarm Pull Station Fire Alarm Manual Pull Station Fire Alarm Manual Call Box Fire Alarm Break Glass Unit Fire Alarm Emergency Station Fire Alarm Activation Point Fire Alarm Initiating Device Fire Alarm Manual Trigger Fire Alarm Alert Switch Fire Alarm Emergency Break Glass | A device that individuals can manually activate during a fire emergency by breaking the glass or pulling a handle. It initiates a fire alarm signal, alerting the fire alarm control panel and prompting immediate response actions such as evacuation and fire suppression measures. | Miscellaneous Asset
Fire | N/A | Mimic Panel | N/A | Fire Detection | Fire Detection Control Indicating Equipment | Alarm Mimic Panel |  | FD-FDCIE-AMP | High | Multi Space Multi Floor | Yes | 6 - 12 months | System | Fire Alarm Display Panel Fire Alarm Mimic Board Fire Alarm Mimic Panel | A visual representation of a building or facility's fire alarm system. It typically consists of indicator lights or displays that mimic the status and location of fire alarms, detectors, and other devices throughout the premises, allowing for quick identification and response to potential fire incidents. | Building Services Asset
Fire | N/A | Pump | N/A | Fire Suppression | Pumps |  |  | FS-Pu | High | Site Wide | Yes | 6 - 12 months | Discrete |  | A pump specifically used within the fire suppression system that increases water pressure to supply firefighting systems | Building Services Asset
Fire | N/A | Pump | Diesel | Fire Suppression | Pumps | Fire Protection Pumpset | Diesel | FS-Pu-FPP-Di | High | Site Wide | Yes | 6 - 12 months | Discrete |  | Main Diesel Pump for use to maintain pressure in a sprinkler system | Building Services Asset
Fire | N/A | Pump | Electric | Fire Suppression | Pumps | Fire Protection Pumpset | Electric | FS-Pu-FPP-El | High | Site Wide | Yes | 6 - 12 months | Discrete |  | Main Electric Pump for use to maintain pressure in a sprinkler system | Building Services Asset
Fire | N/A | SFIP | N/A | Fire Detection | Fire Detection Control Indicating Equipment | Sub Fire Indicator Panel |  | FD-FDCIE-SFIP | High | Multi Space Multi Floor | Yes | 6 - 12 months | System | Sub FIP | An auxiliary or secondary panel connected to the main fire indicator panel (FIP). Sub FIPs are typically used in larger buildings or complexes where multiple zones or areas need individual monitoring and control. | Building Services Asset
Fire | N/A | Speaker | N/A | Fire Detection | Speakers |  |  | FD-Sp | Medium | Single Space | Yes | < 6 months | Zone |  | A component responsible for delivering audible announcements, alerts, or evacuation instructions during emergency situations, as part of an Emergency Warning Control Indicating Equipment system | Miscellaneous Asset
Fire | N/A | Sprinkler Head | N/A | Fire Suppression | Sprinklers | Sprinkler Head |  | FS-Sp-SH | Medium | Single Space | Yes | < 6 months | Zone |  | A component of a fire sprinkler system that is responsible for detecting and responding to high temperatures or heat caused by a fire. | Miscellaneous Asset
Fire | N/A | Sprinkler Pump | N/A | Fire Suppression | Pumps |  |  | FS-Pu | High | Site Wide | Yes | 6 - 12 months | Discrete |  | A pump specifically used within the fire suppression system that increases water pressure to sprinklers | Building Services Asset
Fire | N/A | Tank | N/A | Fire Suppression | Tanks |  |  | FS-Ta | High | Site Wide | Yes | 6 - 12 months | Discrete | Fire Storage tank | A specialized container for storage of fire retarding products, including water, foam, gases etc. | Building Services Asset
Fire | N/A | Very Early Smoke Detection Apparatus | N/A | Fire Detection | Fire Detectors | Aspirated Smoke |  | FD-FD-AS | Medium | Single Space | Yes | < 6 months | Zone | Air Aspirating Smoke Detector VESDA system Xtralis System | An advanced smoke detection system that uses a network of sampling pipes and a detection chamber to actively draw air samples and analyse them for the presence of smoke particles. It offers early detection capabilities and is commonly used in environments with high-value assets or where early warning is crucial. | Systems Asset
Fire | N/A | Warden Intercom Phone | N/A | Fire Detection | Warden Intercom Point |  |  | FD-WIP | Medium | Multi Space Single Floor | Yes | < 6 months | Zone | Fire Warden Communication Station Fire Warden Intercom Station Fire Warden Call Point Fire Warden Emergency Intercom Fire Warden Emergency Call Point | A communication device placed in a building for fire wardens to relay information and receive instructions during emergencies. It enables direct communication between fire wardens and the central control or command centre, facilitating efficient coordination and response efforts. | Miscellaneous Asset
Hydraulics | N/A | Backflow Prevention Device | N/A | Hydraulics | Valves | Backflow Prevention |  | HY-Va-BP | Low | Multi Space Single Floor | No | < 6 months | System | Backflow preventer Backflow valve Check valve Backflow prevention device Water backflow preventer | A device used to protect water supply systems from the undesirable reversal of water flow. It prevents the backflow of potentially contaminated water into the clean water supply by allowing water to flow in one direction only. | Miscellaneous Asset
Hydraulics | N/A | Basin | N/A | Hydraulics | Taps | Basin Set |  | HY-Tap-BS | Low | Single Space | No | < 6 months | Zone | Integrated tap and basin unit | A bathroom fixture combination that includes both a tap (faucet) and a basin (sink) as a single unit. It typically consists of a basin with pre-installed holes or cutouts to accommodate a tap or taps, allowing for the seamless integration of the two components. | Miscellaneous Asset
Hydraulics | N/A | Boiler | N/A | Hydraulics | Potable Water Units | Boiling Water Unit |  | HY-PWU-BWU | Low | Single Space | No | < 6 months | Zone | Hot water boiler | An appliance that provide a ready supply of potable drinking hot water, primarily used in kitchens | Building Services Asset
Hydraulics | N/A | Calorifier | N/A | Hydraulics | Calorifier |  |  | HY-CL | Medium | Multi Space Multi Floor | No | < 6 months | Discrete | Hot water storage tank Hot water cylinder Water heater Water storage vessel Domestic hot water tank Calorifier vessel | A device used to store and heat water for domestic or commercial purposes. It typically consists of a tank or cylinder that uses the principle of heat exchange either by hot water or by steam through convection to heat the water it contains, to raise the water temperature. This asset is typically installed and maintained by a hydraulics/plumbing contractor. | Building Services Asset
Hydraulics | N/A | Calorifier | Solar Hot Water | Mechanical | Calorifier | Water-Water |  | ME-CL-Wa | Medium | Multi Space Multi Floor | No | < 6 months | Discrete | Hot water storage tank Hot water cylinder Water heater Water storage vessel Domestic hot water tank Calorifier vessel | A device used to store and heat water for domestic or commercial purposes. It typically consists of a tank or cylinder that uses the principle of heat exchange by hot water through convection to heat the water it contains, to raise the water temperature. This asset is typically installed and maintained by a hydraulics/plumbing contractor. | Building Services Asset
Hydraulics | N/A | Calorifier | Domestic Hot Water | Mechanical | Calorifier | Water-Water |  | ME-CL-Wa | Medium | Multi Space Multi Floor | No | < 6 months | Discrete | Hot water storage tank Hot water cylinder Water heater Water storage vessel Domestic hot water tank Calorifier vessel | A device used to store and heat water for domestic or commercial purposes. It typically consists of a tank or cylinder that uses the principle of heat exchange by hot water through convection to heat the water it contains, to raise the water temperature. This asset is typically installed and maintained by a hydraulics/plumbing contractor. | Building Services Asset
Hydraulics | N/A | Drain | Floorwaste | Hydraulics | Grates | Floor Waste |  | HY-Gr-FW | Low | Single Space | No | < 6 months | System | Floor drain grate | A cover with openings used to allow water and liquids to drain through while preventing larger objects from entering the drainage system. It is commonly installed in areas like bathrooms and basements to promote efficient drainage and prevent water damage. | Miscellaneous Asset
Hydraulics | N/A | eWater | N/A | Hydraulics | Water Treatment | eWater |  | HY-WT-EW | Low | Single Space | No | < 6 months | System |  | A water system that provides ready-to-use, on-demand supply of disinfectant, cleaning, and sanitising solutions by passing regular tap water into two chambers, one with a positive electrical charge, and the other with a negative charge. A dilute salt solution is introduced to a chamber containing two electrodes that segregate the ions formed to create Sodium hydroxide and Hypochlorous acid.
Hydraulics | N/A | Eye Wash | N/A | Hydraulics | Safety | Emergency Eye Wash Stations |  | HY-Sa-EEWS | Medium | Single Space | Yes | < 6 months | Zone | Eye wash station Eye wash station unit Eye rinse station Emergency eyewash unit Eye flushing station Safety eye wash station | A safety fixture designed to provide immediate flushing and irrigation to the eyes in case of exposure to hazardous materials or substances. | Miscellaneous Asset
Hydraulics | N/A | Filtration | N/A | Hydraulics | Water Treatment and Filtration |  |  | HY-WT | Medium | Multi Space Multi Floor | No | < 6 months | System |  | A device or system used to purify and improve the quality of water by removing impurities, contaminants, and undesirable substances. | Building Services Asset
Hydraulics | N/A | Fixture | N/A | [5 empty] | Low | Single Space | No | < 6 months | Zone
Hydraulics | N/A | Gas Valve | N/A | Hydraulics | Gas Valve |  |  | HY-GV | Low | Multi Space Single Floor | No | < 6 months | Zone |  | A device used to control the flow of gas in a gas supply system. It is responsible for regulating the amount of gas entering or exiting a pipeline or appliance. | Building Services Asset
Hydraulics | N/A | Grease Interceptor Trap | N/A | Hydraulics | Trade Waste | Grease Arrestor |  | HY-TW-GA | Low | Single Space | No | < 6 months | System | Grease trap Grease interceptor Grease separator | A hydraulic device designed to capture and separate grease, oil, and fats from wastewater. It is commonly installed in commercial kitchens, food establishments, and other facilities where grease-laden water is generated. | Building Services Asset
Hydraulics | N/A | Grey Water Treatment Plant | N/A | [5 empty] | Medium | Multi Space Multi Floor | No | 6 - 12 months | Discrete |  |  | Building Services Asset
Hydraulics | N/A | Heater | N/A | Hydraulics | Hot Water Unit |  |  | HY-HWU | Low | Single Space | No | < 6 months | System |  | An appliance that provide a ready supply of hot water | Building Services Asset
Hydraulics | N/A | Heater | Domestic Hot Water | Hydraulics | Hot Water Unit | Instant hot water units |  | HY-HWU-IHWU | Low | Single Space | No | < 6 months | System | Tankless water heater On demand water heater | A type of water heating system that provides hot water instantly and on demand, without the need for a storage tank. It heats the water directly as it flows through the unit, providing hot water whenever it is needed. | Building Services Asset
Hydraulics | N/A | Hose Tap | N/A | Hydraulics | Taps | Hose cock tee Handle |  | HY-Tap-HCTH | Low | Single Space | No | < 6 months | System | Hose bib Outdoor faucet Garden tap | A plumbing fixture that consists of a valve and an outlet for attaching a hose or pipe. It is used to control the flow of water or other fluids through the hose or pipe. Hose cocks are commonly found in outdoor areas, such as gardens, and are used for tasks like watering plants or washing surfaces. | Miscellaneous Asset
Hydraulics | N/A | Hot Water Boost | N/A | [5 empty] | Low | Multi Space Single Floor | No | < 6 months | Discrete |  |  | Building Services Asset
Hydraulics | N/A | Hot Water Plant | N/A | [5 empty] | Low | Multi Space Single Floor | No | < 6 months | Discrete |  |  | Building Services Asset
Hydraulics | N/A | Hot Water Unit | N/A | Hydraulics | Potable Water Units | Boiling Water Unit |  | HY-PWU-BWU | Low | Single Space | No | < 6 months | Zone | Hot water boiler | An appliance that provide a ready supply of potable drinking hot water, primarily used in kitchens | Building Services Asset
Hydraulics | N/A | Isolation Valve | N/A | Hydraulics | Valves | Isolation |  | HY-Va-Is | Low | Multi Space Single Floor | No | < 6 months | System | Shut-off valve Service valve Stop valve | A type of valve used to control the flow of fluid or gas within a hydraulic system. It is typically placed at specific points in hydraulic or piping systems to isolate or shut off the flow of water or other fluids for maintenance, repairs, or emergencies. Isolation valves are designed to provide a reliable means of stopping or regulating the flow, allowing for convenient control and maintenance of the system. | Building Services Asset
Hydraulics | N/A | Medical Equipment Washer | N/A | [5 empty] | Medium | Single Space | Yes | 6 - 12 months | Discrete |  |  | Building Services Asset
Hydraulics | N/A | Meter | Gas | Hydraulics | Gas Services | Meter |  | HY-GS-Me | Low | Multi Space Single Floor | No | < 6 months | System | Gas Authority Meter | A device used to measure and monitor the consumption of Gas | Building Services Asset
Hydraulics | N/A | Meter | Cold Water | Hydraulics | Meters |  |  | HY-Me | Low | Multi Space Single Floor | No | < 6 months | System |  | A device used to measure and monitor the volume or flow rate of water consumed in residential, commercial, or industrial settings. It accurately records water usage, facilitating billing and conservation efforts by promoting awareness of water consumption. | Building Services Asset
Hydraulics | N/A | Meter | N/A | Hydraulics | Meters |  |  | HY-Me | Low | Multi Space Single Floor | No | < 6 months | System |  | A device used to measure and monitor the volume or flow rate of water consumed in residential, commercial, or industrial settings. It accurately records water usage, facilitating billing and conservation efforts by promoting awareness of water consumption. | Building Services Asset
Hydraulics | N/A | Pipework | N/A | Hydraulics | Pipe and Fittings |  |  | HY-PAF | Low | Multi Space Single Floor | No | < 6 months | System |  | Components of hydraulic systems, facilitating the transport and control of fluid. The pipes, whether rigid or flexible and convey hydraulic fluid between system components. Fittings, such as connectors, adapters, and couplings, are used to securely join pipes together or connect them to hydraulic equipment, ensuring proper fluid flow and system functionality.
Hydraulics | N/A | Pressure gauge/pipework | N/A | Hydraulics | Pipework Accessories | Pressure Gauge |  | HY-PA-PG | Low | Single Space | No | < 6 months | System | Pressure meter Pressure indicator | A measuring instrument inserted into the pipework used to monitor and display the pressure of fluids in hydraulic systems. | Miscellaneous Asset
Hydraulics | N/A | Pressure Vessel | N/A | [5 empty] | Low | Multi Space Single Floor | No | < 6 months | System |  |  | Building Services Asset
Hydraulics | N/A | Pump | Sewer | Hydraulics | Pumps |  |  | HY-Pu | Medium | Multi Space Multi Floor | No | < 6 months | Discrete |  | A mechanical device designed to move water from one location to another. It creates pressure and forces water through the plumbing pipes, ensuring a steady flow of water for various applications. | Building Services Asset
Hydraulics | N/A | Pump | Cold Water | Hydraulics | Pumps |  |  | HY-Pu | Medium | Multi Space Multi Floor | No | < 6 months | Discrete |  | A mechanical device designed to move water from one location to another in a Hydraulic system. It creates pressure and forces water through the plumbing pipes, ensuring a steady flow of water for various applications. | Building Services Asset
Hydraulics | N/A | Pump | Domestic Hot Water | Hydraulics | Pumps |  |  | HY-Pu | Medium | Multi Space Multi Floor | No | < 6 months | Discrete |  | A mechanical device designed to move water from one location to another in a Hydraulic system. It creates pressure and forces water through the plumbing pipes, ensuring a steady flow of water for various applications. | Building Services Asset
Hydraulics | N/A | Pump | N/A | Hydraulics | Pumps |  |  | HY-Pu | Medium | Multi Space Multi Floor | No | < 6 months | Discrete |  | A mechanical device designed to move water from one location to another in a Hydraulic system. It creates pressure and forces water through the plumbing pipes, ensuring a steady flow of water for various applications. | Building Services Asset
Hydraulics | N/A | Pump | Rainwater | Hydraulics | Pumps |  |  | HY-Pu | Medium | Multi Space Multi Floor | No | < 6 months | Discrete |  | A mechanical device designed to move water from one location to another in a Hydraulic system. It creates pressure and forces water through the plumbing pipes, ensuring a steady flow of water for various applications. | Building Services Asset
Hydraulics | N/A | Pump | Stormwater | Hydraulics | Pumps |  |  | HY-Pu | Medium | Multi Space Multi Floor | No | < 6 months | Discrete |  | A mechanical device designed to move water from one location to another in a Hydraulic system. It creates pressure and forces water through the plumbing pipes, ensuring a steady flow of water for various applications. | Building Services Asset
Hydraulics | N/A | Regulator | N/A | Hydraulics | Gas Valve | Regulator |  | HY-GV-Re | Low | Multi Space Single Floor | No | < 6 months | Zone |  | A device used to control and maintain a consistent pressure of gas within a gas supply system. It reduces the high-pressure gas from a supply source to a lower, safer, and more manageable pressure for use in appliances or other applications. | Miscellaneous Asset
Hydraulics | N/A | Reverse Osmosis System | N/A | Hydraulics | Potable Water Units | Water Filter Unit | Reverse Osmosis | HY-PWU-WFU-RO | Medium | Multi Space Multi Floor | No | < 6 months | Discrete |  | A water treatment technology that employs a semi-permeable membrane to remove a wide range of impurities from water. It operates by applying pressure to the water, forcing it through the membrane and leaving behind contaminants such as dissolved solids, chemicals, and microorganisms. | Building Services Asset
Hydraulics | N/A | Riser | N/A | [5 empty] | Low | Single Space | No | < 6 months | Discrete
Hydraulics | N/A | Safety Shower | N/A | Hydraulics | Safety | Emergency Shower |  | HY-Sa-ES | Medium | Single Space | Yes | < 6 months | Zone | Safety shower Drench shower Emergency shower Safety drench shower Safety deluge shower Emergency body wash station | A safety fixture designed to provide immediate and thorough rinsing of the body in the event of chemical exposure or other hazardous situations. | Miscellaneous Asset
Hydraulics | N/A | Sink | N/A | Hydraulics | Sinks |  |  | HY-Si | Low | Single Space | No | < 6 months | Zone | Basin | A basin or bowl-shaped structure with a drain. | Miscellaneous Asset
Hydraulics | N/A | Sink | Cleaner | Hydraulics | Sinks | Cleaners Sink with Grate |  | HY-Si-CSWG | Low | Single Space | No | < 6 months | Zone | Basin | A specialized type of sink designed for specific cleaning and maintenance tasks in commercial or industrial settings with a built in grate.. It is larger and more durable than typical sinks and is equipped with features to handle heavy-duty cleaning operations. Cleaner's sinks often have a deep basin, sturdy construction, and may include additional elements like a hose attachment or built-in storage for cleaning supplies. | Miscellaneous Asset
Hydraulics | N/A | Sink | Dental | Medical & Laboratory Equipment | Dental Spittoon |  |  | MLE-DS | Medium | Single Space | Yes | < 6 months | Discrete | Dental Sink Dental Cuspidor Dental Bowl | A specialized sink or basin used in dental offices and clinics for patients to rinse and spit out fluids during dental procedures. I | Miscellaneous Asset
Hydraulics | N/A | Tank | Gas | Hydraulics | Bulk Gas Tank |  |  | HY-BGT | Medium | Site Wide | No | 6 - 12 months | Discrete |  | A fixed pressure vessel for bulk storage and containment of gases at above atmospheric pressure. | Building Services Asset
Hydraulics | N/A | Tank | N/A | Hydraulics | Tanks |  |  | HY-Ta | Medium | Site Wide | No | 6 - 12 months | Discrete | Container Vessel | A container or storage vessel that holds fluids in a hydraulic system | Building Services Asset
Hydraulics | N/A | Tank | Break Tank | Hydraulics | Tank | Break |  | Hy-Ta-Br | Medium | Site Wide | No | 6 - 12 months | Discrete |  | A non-pressurized, closed water tank, with an air gap to ensure zero backflow. | Building Services Asset
Hydraulics | N/A | Tank | Rainwater Recycling | Hydraulics | Tanks | Rainwater |  | HY-Ta-Ra | Medium | Site Wide | No | 6 - 12 months | Discrete | Rain barrel Rainwater harvesting tank Rainwater storage tank Rainwater collection tank | A container used to collect and store rainwater runoff from rooftops or other surfaces. It is typically connected to a downspout or gutter system to capture the rainwater and store it for later use. | Building Services Asset
Hydraulics | N/A | Tank | Stormwater Harvesting | Hydraulics | Tanks | Stormwater |  | HY-Ta-St | Medium | Site Wide | No | 6 - 12 months | Discrete | Detention Tank | A container used to collect and store stormwater runoff from rooftops or other surfaces. It is typically connected to a downspout or gutter system to capture the stormwater and manage water runoff during storm or high rainfall events | Building Services Asset
Hydraulics | N/A | Tank | Trade Waste Treatment | Waste | Waste Water | Holding Tanks | Trade Waste | WA-WW-HT-TW | Medium | Site Wide | No | 6 - 12 months | Discrete |  | A container or reservoir that to collect and temporarily store waste water before it is discharged to sewer from a commercial or industrial premise, that has, or has the capacity to have, a waste strength higher than normal domestic wastewater. | Building Services Asset
Hydraulics | N/A | Tank | Treated Waste Water | Waste | Waste Water | Holding Tanks | Treated Waste Water | WA-WW-HT-TWW | Medium | Site Wide | No | 6 - 12 months | Discrete |  | A container or reservoir used to store waste water that has undergone some form of treatment or purification process. This type of tank is typically used in waste water treatment plants or other facilities where wastewater is treated to remove contaminants before disposal or reuse. | Building Services Asset
Hydraulics | N/A | Tank | Storage | [5 empty] | Medium | Site Wide | No | 6 - 12 months | Discrete |  |  | Building Services Asset
Hydraulics | N/A | Tempering Mixing Valve | N/A | Hydraulics | Valves | Tempering Valves |  | HY-Va-TV | Medium | Single Space | Yes | < 6 months | Zone |  | A device used to regulate and control the temperature of water by blending hot and cold water supplies. It ensures that the delivered water is at a safe and consistent temperature, preventing scalding or discomfort. | Building Services Asset
Hydraulics | N/A | Thermostatic Mixer Valve | Domestic Hot Water | Hydraulics | Valves | Thermostatic Mixing Valves |  | HY-Va-TMV | Medium | Single Space | Yes | < 6 months | Zone |  | A device used to regulate and control the temperature of water by blending hot and cold water supplies. It ensures that the delivered water is at a safe and consistent temperature, preventing scalding or discomfort. | Building Services Asset
Hydraulics | N/A | Thermostatic Mixer Valve | N/A | Hydraulics | Valves | Thermostatic Mixing Valves |  | HY-Va-TMV | Medium | Single Space | Yes | < 6 months | Zone |  | A device used to regulate and control the temperature of water by blending hot and cold water supplies. It ensures that the delivered water is at a safe and consistent temperature, preventing scalding or discomfort. | Building Services Asset
Hydraulics | N/A | Variable Speed Drives | N/A | Hydraulics | Electric Motor Starters and Drives | Variable Speed Drives |  | HY-EMS-VSD | Low | Single Space | No | < 6 months | System |  |  | Building Services Asset
Hydraulics | N/A | Waste Water Treatment | N/A | [5 empty] | Medium | Site Wide | No | 6 - 12 months | Zone
Hydraulics | N/A | Water Filtration and Dispenser | N/A | Hydraulics | Potable Water Units | Water Filter Unit |  | HY-PWU-WFU | Low | Single Space | No | < 6 months | System | Drinking water filter Water purification system Water filtration unit Portable water purifier Water treatment device Potable water filtration system Drinking water purifier Water filter system | A device or system that removes impurities and contaminants from water, making it safe for drinking or other potable uses. It utilizes various filtration technologies to eliminate harmful particles, bacteria, chemicals, and odors, improving the water's quality and taste. These units can take the form of countertop filters, under-sink filters, pitcher filters, or whole-house filtration systems and are designed to meet recognized drinking water standards. | Building Services Asset
Hydraulics | N/A | Water Fountain | N/A | Hydraulics | Potable Water Units | Drinking Fountain |  | HY-PWU-DF | Low | Single Space | No | < 6 months | Zone | Water dispenser Drinking water fountain Public water fountain Bottle filler station Water station Water cooler Mains-fed water fountain Plumbed water fountain Hydration station Refill station | A fixture that is fixed in place and designed to provide a continuous flow of potable water for drinking purposes. The fountain is directly connected to the building's water supply system, ensuring a constant source of fresh water that is readily accessible to individuals for hydration. | Building Services Asset
Hydraulics | N/A | Water Management System | N/A | [5 empty] | Medium | Site Wide | No | 6 - 12 months | System
Hydraulics | N/A | Water Softener | N/A | Hydraulics | Water Treatment | Water Softener |  | HY-WT-WS | Medium | Multi Space Multi Floor | No | < 6 months | System | Water conditioner Water descaler Water deionizer Ion exchange system Water treatment system Water softening system Water purifier Water decalcifier Water demineraliser Water hardness reducer | A device or system used to treat hard water by removing mineral ions, primarily calcium and magnesium. | Miscellaneous Asset
Land | N/A | Land | N/A
Mechanical | N/A | Air Conditioning Unit | N/A | Mechanical | Air Conditioner Fan Coil Unit | DX |  | ME-ACFCU-DX | Low | Single Space | No | < 6 months | Zone | Split air conditioner Room air conditioner | The indoor unit of a split system air conditioning unit. The indoor unit, typically installed inside a room or building, contains the evaporator coil, fan, and air filter. The indoor unit is connected to the outdoor unit via refrigerant lines to provide cooling or heating to the space. | Building Services Asset
Mechanical | N/A | Air Conditioning Unit | Computer Room | Mechanical | Process/Precision Air Conditioner |  |  | ME-PAC | Medium | Single Space | Yes | < 6 months | Zone | CRAC Computer Room A/C Unit | A specialized cooling system designed to maintain precise temperature and humidity levels in sensitive environments, such as data centres and server rooms. It provides precise control over cooling capacity, airflow, and filtration to ensure optimal conditions for equipment operation. | Building Services Asset
Mechanical | N/A | Air Handling Unit | N/A | Mechanical | Air Handling Unit |  |  | ME-AHU | Medium | Multi Space Multi Floor | No | 6 - 12 months | Discrete | AHU Air handler | A device used to regulate and circulate air as part of a heating, ventilating, and air-conditioning system. An air handler is usually a large metal box containing a fan/blower, coils, filters, sound attenuators, and dampers. | Building Services Asset
Mechanical | N/A | Air Terminal | N/A | Mechanical | Air Terminal Units |  |  | ME-ATU | Low | Single Space | No | 6 - 12 months | Zone | Variable Air Volume Box VAV Box Constant Air Volume Box | A small unit that contains a heating and/or cooling coil, automatic damper, or some combination of the three. Used to control the temperature of a single room. | Miscellaneous Asset
Mechanical | N/A | Alarm System | N/A | [5 empty] | Low | Single Space | No | < 6 months | System |  |  | Systems Asset
Mechanical | N/A | Blower | N/A | Mechanical | Fans |  |  | ME-Fa | Medium | Multi Space Single Floor | Yes | < 6 months | Discrete | Air blower Fan | A device used to generate a high volume of air by rotating impellers or blades. It is typically driven by an electric motor. | Building Services Asset
Mechanical | N/A | Boiler | N/A | Mechanical | Boiler |  |  | ME-Bo | Medium | Site Wide | No | +12 months | Discrete |  | A device used to generate heat or hot water by burning fuel, typically gas, oil, or biomass, in a combustion chamber. The heat produced by the boiler is transferred to water or a heat transfer fluid, which is then circulated to provide heating or hot water for various applications, typically where temperatures exceed 100 degrees Celsius | Building Services Asset
Mechanical | N/A | Boiler | Hot Water | Mechanical | Boiler | High Temperature Heating Hot Water |  | ME-Bo-HTHHW | Medium | Site Wide | No | +12 months | Discrete | High-temperature hot water boiler Industrial hot water boiler Process heating boiler Hot water furnace Industrial heating boiler High-temperature water boiler High-temperature water heating unit | A specialized type of boiler designed to provide hot water for high-temperature heating applications. It utilizes a combustion process to generate heat, which is transferred to the water to produce hot water at elevated temperatures. | Building Services Asset
Mechanical | N/A | Boiler | Steam | Mechanical | Boiler | Steam |  | ME-Bo-St | Medium | Site Wide | No | +12 months | Discrete | Steam generator Steam boiler system Industrial steam boiler High-pressure steam boiler Steam furnace | A device that generates steam through the combustion of fuel, typically using oil, gas, or coal. The steam produced is used for various applications, such as heating, power generation, or industrial processes that require high-temperature steam. | Building Services Asset
Mechanical | N/A | Building Management System | N/A | Building Management and Control |  |  |  | BMC | Medium | Site Wide | No | 6 - 12 months | System | Building Automation System (BAS) Building Control System Building Operations System Building Energy Management System (BEMS) Building Monitoring and Control System Building Supervisory Control System | A centralized control system that oversees and regulates various building systems such as HVAC and other mechanical systems, often with interfaces to other systems including lighting, security, fire and hydraulics. It enhances operational efficiency, occupant comfort, and safety by integrating and automating the management of these systems within a facility. | Systems Asset
Mechanical | N/A | Calorifier | N/A | Mechanical | Calorifier |  |  | ME-CL | Medium | Multi Space Multi Floor | No | < 6 months | Discrete | Hot water storage tank Hot water cylinder Water heater Water storage vessel Domestic hot water tank Calorifier vessel | A device used to store and heat water for domestic or commercial purposes. It typically consists of a tank or cylinder that uses the principle of heat exchange either by hot water or by steam through convection to heat the water it contains, to raise the water temperature. This asset is typically installed and maintained by a mechanical contractor. | Building Services Asset
Mechanical | N/A | Chiller | N/A | Mechanical | Chiller |  |  | ME-Chr | Medium | Site Wide | No | +12 months | Discrete |  | A refrigeration system that is designed to cool fluid or air for HVAC purposes by removing heat by circulating a refrigerant through a compressor, condenser, expansion valve, and evaporator. | Building Services Asset
Mechanical | N/A | Chiller | Air Cooled | Mechanical | Chiller | Air Cooled |  | ME-Chr-AC | Medium | Site Wide | No | +12 months | Discrete |  |  | Building Services Asset
Mechanical | N/A | Compressor | Air Compressor | Mechanical | Air Compressor |  |  | ME-ACPR | Low | Multi Space Single Floor | No | < 6 months | System | Pneumatic compressor Compressed air unit Air compression unit | A device that converts power, typically from an electric motor or an internal combustion engine, into potential energy stored in compressed air. It draws in ambient air and compresses it to a higher pressure. | Building Services Asset
Mechanical | N/A | Compressor | N/A | Mechanical | Air Compressor |  |  | ME-ACPR | Low | Multi Space Single Floor | No | < 6 months | System | Pneumatic compressor Compressed air unit Air compression unit | A device that converts power, typically from an electric motor or an internal combustion engine, into potential energy stored in compressed air. It draws in ambient air and compresses it to a higher pressure. | Building Services Asset
Mechanical | N/A | Compressor | Medical Air Compressor | Medical Gases | Medical Air Compressor |  |  | MG-MAC | Medium | Multi Space Single Floor | Yes | < 6 months | System | Medical-grade air compressor Healthcare air compressor Medical air supply unit Hospital air compressor | A device specifically designed to supply compressed air that meets the quality standards required for medical applications. It is used in healthcare facilities to generate a clean and consistent source of compressed air for various medical purposes, such as respiratory therapy, surgical tools, and medical equipment. | Building Services Asset
Mechanical | N/A | Compressor | Condensed Water | [5 empty] | Low | Single Space | No | < 6 months | Discrete |  |  | Building Services Asset
Mechanical | N/A | Condenser | N/A | Mechanical | Air Conditioner Condenser |  |  | ME-ACC | Low | Single Space | No | < 6 months | Zone | Condensing unit Outdoor unit AC condenser Air conditioner condenser | A key component of an air conditioning system that helps remove heat from indoor air. It is typically located outside the building and works by compressing refrigerant gas to release heat energy, allowing the refrigerant to cool down and condense into a liquid state. | Building Services Asset
Mechanical | N/A | Control Panel | N/A | [5 empty] | Low | Single Space | No | < 6 months | Discrete |  |  | Building Services Asset
Mechanical | N/A | Controller | N/A | [5 empty] | Low | Single Space | No | < 6 months | Zone |  |  | Building Services Asset
Mechanical | N/A | Controller | Pump | [5 empty] | Low | Single Space | No | < 6 months | Discrete |  |  | Building Services Asset
Mechanical | N/A | Cooling Tower | N/A | Mechanical | Cooling Tower |  |  | ME-CT | Medium | Site Wide | No | +12 months | Discrete |  | A cooling tower is designed to remove heat from a building or facility by spraying water down through the tower to exchange heat into the inside of the building | Building Services Asset
Mechanical | N/A | Cooling Tower/Adiabatic Cooler | N/A | Mechanical | Closed Circuit Fluid Cooler | Adiabatic |  | ME-CCFC-Ad | Medium | Site Wide | No | +12 months | Discrete | Adiabatic Cooling Towers Hybrid Fluid Coolers Evaporative Fluid Coolers Closed Loop Adiabatic Coolers | A heat exchanger system that efficiently cools fluids. It combines closed loop circulation of fluids to prevent contamination and water loss with adiabatic cooling, where water is evaporated within the closed loop to lower the fluid temperature. This enables energy-efficient cooling while minimizing water consumption in various applications. | Building Services Asset
Mechanical | N/A | Damper | N/A | Mechanical | Damper |  |  | ME-Da | Low | Single Space | No | < 6 months | Zone |  | A device used to control or regulate the flow of air or gas within a duct or ventilation system. It consists of a movable plate or blade that can be adjusted to restrict or allow the passage of air. | Miscellaneous Asset
Mechanical | N/A | Damper | Smoke Control Damper | Mechanical | Damper | Motorised Fire Smoke Damper |  | ME-Da-MFSD | Medium | Single Space | Yes | < 6 months | Zone |  | A specialized damper designed to prevent the spread of fire and smoke through ductwork in buildings. It incorporates a motorized actuator for automatic operation and is typically installed in HVAC systems or ventilation systems where fire and smoke containment is critical. These dampers are constructed with fire-resistant materials and are activated by fire alarm systems or smoke detectors. | Building Services Asset
Mechanical | N/A | Diffuser | N/A | Mechanical | Air Distribution Products | Supply Air Diffuser |  | ME-ADP-SAD | Low | Single Space | No | < 6 months | Zone | Supply grille Supply vent Supply register Supply diffuser | A component of an HVAC system that delivers conditioned air from the supply ducts into the occupied space. It is typically a vent or grille located on walls, ceilings, or floors, and it is designed to distribute air evenly throughout the area. The grille may feature adjustable louvers or dampers to control the direction and volume of airflow. | Miscellaneous Asset
Mechanical | N/A | Dosing | N/A | Mechanical | Water Treatment and Filtration | Chemical Dosing Pot |  | ME-WT-CDP | Medium | Site Wide | No | < 6 months | System | Chemical dosing tank Chemical feed pot | A vessel or container used in a mechanical system to safely and accurately introduce chemicals into a system | Building Services Asset
Mechanical | N/A | Ducted Cassette | N/A | Mechanical | Fan Coil Units | Ducted |  | ME-FCU-Du | Low | Single Space | No | < 6 months | Zone | Ducted Terminal unit | A type of fan coil unit that is designed to be connected to a ductwork system for centralized heating and cooling. It consists of a heating and/or cooling coils, a fan, and a housing, and is installed in a concealed location such as a ceiling or a false ceiling. The unit draws air from the ducts, conditions it by heating or cooling, and then delivers the conditioned air back into the ductwork for distribution throughout the room/space. | Building Services Asset
Mechanical | N/A | Electric Radiator | N/A | Mechanical | Radiators | Electric Panel |  | ME-Ra-EP | Low | Single Space | No | < 6 months | Zone | Electric heating panel Electric heating unit Electric thermal radiator | A standalone heating device that uses electricity as its energy source to generate heat. It typically consists of heating elements, often made of metal, that are heated up when an electric current passes through them. | Building Services Asset
Mechanical | N/A | Evaporative Cooler | N/A | Mechanical | Evaporative Cooler |  |  | ME-EC | Low | Multi Space Single Floor | No | 6 - 12 months | Discrete | Swamp cooler Desert cooler Air cooler Evaporative air conditioner Wet air cooler | A cooling device that uses the natural process of evaporation to lower the temperature of the air. It consists of a fan, water reservoir, and evaporative pads. The fan draws warm air through the wet pads, causing the water to evaporate and cool the air before it is circulated back into the room. | Building Services Asset
Mechanical | N/A | Exhaust | N/A | Mechanical | Kitchen Exhaust Hood |  |  | ME-KEH | Medium | Single Space | Yes | < 6 months | Zone | Range hood Cooker hood Extractor hood Vented hood Kitchen hood Cooking hood Overhead hood | A mechanical device installed above a kitchen stove or cooktop to remove airborne grease, smoke, heat, and odors produced during cooking. It typically contains a fan or blower that draws in the polluted air and directs it through ductwork to the exterior of the building, effectively venting it outside. Kitchen exhaust hoods play a crucial role in maintaining a clean and safe kitchen environment while improving indoor air quality. | Systems Asset
Mechanical | N/A | Fan | N/A | Mechanical | Fans |  |  | ME-Fa | Medium | Multi Space Multi Floor | No | < 6 months | Discrete | Air blower Fan | A device used to generate a high volume of air by rotating impellers or blades. It is typically driven by an electric motor. | Building Services Asset
Mechanical | N/A | Fan Coil Unit | N/A | Mechanical | Fan Coil Units |  |  | ME-FCU | Low | Single Space | No | < 6 months | System | Terminal unit | A device used for heating and cooling in HVAC systems. It consists of a coil, a fan, and a housing, and is typically installed in individual rooms or spaces. The fan coil unit circulates air across the coil, where it is either heated or cooled, and then delivers the conditioned air into the room. | Building Services Asset
Mechanical | N/A | Fuel system | N/A | [5 empty] | Low | Single Space | No | 6 - 12 months | Discrete |  |  | Building Services Asset
Mechanical | N/A | Grille | N/A | Mechanical | Air Distribution Products | Relief/Return Air Grille |  | ME-ADP-RAG | Low | Single Space | No | < 6 months | Zone | Return grille Return vent Return register Return air diffuser | A component of an HVAC system that allows air to flow back to the return ducts from the occupied space. It is typically a vent or grille located on walls, ceilings, or floors, and it is designed to provide a pathway for air to return to the HVAC system for recirculation and filtration. The grille may feature adjustable louvers or dampers to control the airflow and balance the system. | Miscellaneous Asset
Mechanical | N/A | Header Arrangment | Heating Hot Water | [5 empty] | Low | Single Space | No | 6 - 12 months | System
Mechanical | N/A | Heat Exchanger | N/A | Mechanical | Heat Exchanger |  |  | ME-HE | Medium | Multi Space Multi Floor | No | 6 - 12 months | Discrete |  | A device designed to transfer heat between two fluids without mixing them. It utilizes a solid barrier or surface to facilitate the exchange of thermal energy between the fluids | Building Services Asset
Mechanical | N/A | Heat Exchanger | Air | Mechanical | Heat Exchanger | Air to air |  | ME-HE-ATA | Medium | Multi Space Multi Floor | No | 6 - 12 months | Discrete | Air-to-air heat recovery unit Heat recovery ventilator (HRV) Energy recovery ventilator (ERV) Heat exchange ventilation system Air-to-air heat exchanger system Air-to-air heat recovery system Air exchanger Air heat recovery unit Cross-flow heat exchanger | A device that transfers heat between two separate airstreams. It allows for the exchange of thermal energy from the exhaust air to the incoming fresh air. The heat exchanger consists of a series of plates or a heat recovery wheel that facilitates efficient heat transfer between the air streams. | Building Services Asset
Mechanical | N/A | Heat Exchanger | Heating Hot Water | Mechanical | Heat Exchanger | Fluid to fluid |  | ME-HE-FTF | Medium | Multi Space Multi Floor | No | 6 - 12 months | Discrete | Fluid-to-fluid heat exchanger Liquid-to-liquid heat exchanger | A device designed to transfer heat between two different fluids, such as water, oil, or a refrigerant. It facilitates the exchange of thermal energy from one fluid to another without direct contact between the two fluids. The heat exchanger typically consists of tubes or plates that enable efficient heat transfer between the fluid streams. | Building Services Asset
Mechanical | N/A | Heat Exchanger | Steam | Mechanical | Heat Exchanger | Steam to fluid |  | ME-HE-STF | Medium | Multi Space Multi Floor | No | 6 - 12 months | Discrete | Steam-to-liquid heat exchanger Steam interchanger Steam heat transfer unit Steam-to-fluid converter Steam-to-liquid exchanger Steam-to-water exchanger | A device that transfers heat between steam and a fluid (such as water, oil, or a refrigerant). It enables the transfer of thermal energy from the steam to the fluid, allowing for heating or cooling applications. The heat exchanger typically consists of tubes or plates to facilitate efficient heat transfer between the steam and the fluid. | Building Services Asset
Mechanical | N/A | Hood | N/A | [5 empty] | Low | Single Space | No | < 6 months | Zone
Mechanical | N/A | Hot Water Boost | N/A | Mechanical | Pumps | Centrifugal in line |  | ME-Pu-CIL | Medium | Multi Space Multi Floor | No | < 6 months | Discrete | In-line booster pump In-line booster pump | A type of pump used for fluid transfer and circulation in various applications. Installed in-line with the piping, it utilizes centrifugal force to generate pressure and move the fluid through the system. | Building Services Asset
Mechanical | N/A | Humidifier | N/A | Mechanical | Humidifier |  |  | ME-Hu | Medium | Multi Space Multi Floor | No | < 6 months | Discrete |  | A device used to increase the humidity level in indoor spaces by adding moisture to the air. It typically consists of a water reservoir, a mechanism to disperse the water vapor, and controls to regulate humidity levels. | Building Services Asset
Mechanical | N/A | Hydronic Seperator | N/A | Mechanical | Water Treatment and Filtration | Air-Dirt Separator |  | ME-WT-AS | Medium | Multi Space Multi Floor | No | +12 months | System |  | A device used in mechanical HVAC systems to remove dirt, debris, and air bubbles from the circulating water or air. It operates by utilizing centrifugal force or filtration mechanisms to separate and collect these impurities. | Building Services Asset
Mechanical | N/A | Isolation Valve | Gas | Mechanical | Gas Valve | Isolation |  | ME-GV-Is | Low | Single Space | No | < 6 months | Zone | Gas shut-off valve Gas stop valve Gas line valve | A device used to control the flow of gas in a plumbing or gas distribution system. It is typically installed at key points in the gas pipeline to allow for shutting off the gas supply in case of emergencies, maintenance, or repairs. | Building Services Asset
Mechanical | N/A | Isolation Valve | N/A | Mechanical | Valves | Isolation |  | ME-Va-Is | Low | Single Space | No | < 6 months | System | Shut-off valve Service valve Stop valve | A type of valve used to control the flow of fluid or gas within a mechanical system. It is typically placed at specific points in a mechanical piping systems to isolate or shut off the flow of water or other fluids for maintenance, repairs, or emergencies. Isolation valves are designed to provide a reliable means of stopping or regulating the flow, allowing for convenient control and maintenance of the system. | Building Services Asset
Mechanical | N/A | Manifold | Medical Gas | Medical Gases | Manifolds |  |  | MG-Ma | Medium | Multi Space Single Floor | Yes | < 6 months | System | Medical gas distribution system Medical gas control panel | A system used in healthcare facilities to control and distribute medical gases to various points of use. It consists of a central control panel with multiple gas outlets and valves, allowing for the regulated supply of gases such as oxygen, nitrous oxide, and medical air | Building Services Asset
Mechanical | N/A | Master Alarm Panel | N/A | Building Management and Control | Controls Equipment Panel | Alarm Panel |  | BMC-ConEP-AP | Low | Single Space | No | < 6 months | System | Mechanical System Monitoring Panel Equipment Alarm Panel Mechanical Fault Detection Panel Equipment Monitoring and Alarm Panel Mechanical System Alarm Console Machine Fault Indicator Panel Equipment Status and Alert Panel | A central control unit designed to monitor and provide alerts for mechanical systems in a building or facility. It typically includes sensors, indicators, and audible alarms to notify operators or maintenance personnel about potential issues or malfunctions in systems such as HVAC, pumps, motors, or other mechanical equipment. | Building Services Asset
Mechanical | N/A | Medical Gas Panel | N/A | Medical Gases | Medical Gas Alarm Panel |  |  | MG-MGAP | Medium | Multi Space Single Floor | Yes | < 6 months | Zone | Medical gas alarm system Medical gas monitoring panel Medical gas safety panel Medical gas alert panel | A monitoring and alert system used in healthcare facilities to ensure the safety and proper functioning of medical gas supply systems. It continuously monitors the pressure and flow of various medical gases, such as oxygen, nitrous oxide, and medical air, and provides visual and audible alarms to alert healthcare personnel in case of abnormal conditions, such as low pressure or gas leakages, requiring immediate attention and intervention. | Building Services Asset
Mechanical | N/A | Packaged Air Conditioning | N/A | Mechanical | Air Conditioning Unit | Packaged DX |  | ME-ACU-PDX | Low | Multi Space Single Floor | No | < 6 months | Discrete | Packaged air conditioner Packaged AC unit Rooftop unit (RTU) Rooftop air handler | A self-contained HVAC system that combines multiple components, including the compressor, condenser, evaporator, and air handling unit, into a single package. It is typically installed outside the building and provides both cooling and heating functions for the space it serves. | Building Services Asset
Mechanical | N/A | Panel | Heating Hot Water | Mechanical | Radiators | Heating Water |  | ME-Ra-HW | Low | Multi Space Single Floor | No | < 6 months | Zone | Radiator Panel | A specific type of radiator design that consists of a flat panel with a series of fins or tubes using heated hot water for heat exchange. It is commonly used in heating systems to provide efficient heat transfer and distribution. | Building Services Asset
Mechanical | N/A | Panel | Hydronic | Mechanical | Radiators | Heating Water |  | ME-Ra-HW | Low | Multi Space Single Floor | No | < 6 months | Zone | Radiator Panel | A specific type of radiator design that consists of a flat panel with a series of fins or tubes using heated hot water for heat exchange. It is commonly used in heating systems to provide efficient heat transfer and distribution. | Building Services Asset
Mechanical | N/A | Panel | N/A | [5 empty] | Low | Single Space | No | < 6 months | System
Mechanical | N/A | Pipework | Heating Hot Water | Mechanical | Pipe and Fittings |  |  | ME-PAF | Low | Single Space | No | 6 - 12 months | System |  | Components of mechanical systems, facilitating the transport and control of fluid. The pipes, whether rigid or flexible and convey mechanical fluid between system components. Fittings, such as connectors, adapters, and couplings, are used to securely join pipes together or connect them to hydraulic equipment, ensuring proper fluid flow and system functionality. | Systems Asset
Mechanical | N/A | Pipework | N/A | Mechanical | Pipe and Fittings |  |  | ME-PAF | Low | Single Space | No | 6 - 12 months | System |  | Components of mechanical systems, facilitating the transport and control of fluid. The pipes, whether rigid or flexible and convey mechanical fluid between system components. Fittings, such as connectors, adapters, and couplings, are used to securely join pipes together or connect them to hydraulic equipment, ensuring proper fluid flow and system functionality. | Systems Asset
Mechanical | N/A | Pneumatic Tube System | N/A | Vertical Transportation | Pneumatic Tube System |  |  | VT-PTS | Medium | Multi Space Multi Floor | No | 6 - 12 months | System | Air tube system Vacuum tube transport | A network of tubes used for transporting solid objects, documents, or samples through air pressure. It involves the use of a pneumatic compressor to create air pressure differentials, propelling the objects through the tubes from one location to another. | Systems Asset
Mechanical | N/A | Pool Water Heater | Hydrotherapy | Spas and Pools | Pool Heater |  |  | SP-PH | Low | Single Space | No | 6 - 12 months | Discrete | Pool heater Pool heat pump Pool heating system Pool water warming unit | A device used to heat the water in a swimming pool, | Building Services Asset
Mechanical | N/A | Pool Water Heater | N/A | Spas and Pools | Pool Heater |  |  | SP-PH | Low | Single Space | No | 6 - 12 months | Discrete |  |  | Building Services Asset
Mechanical | N/A | Pump | Chilled Water | Mechanical | Pumps |  |  | ME-Pu | Medium | Multi Space Multi Floor | No | < 6 months | Discrete |  | A mechanical device designed to move water from one location to another in a mechanical system. It creates pressure and forces water through the plumbing pipes, ensuring a steady flow of water for various applications. | Building Services Asset
Mechanical | N/A | Pump | Component Cooling Water | Mechanical | Pumps |  |  | ME-Pu | Medium | Multi Space Multi Floor | No | < 6 months | Discrete |  | A mechanical device designed to move water from one location to another in a mechanical system. It creates pressure and forces water through the plumbing pipes, ensuring a steady flow of water for various applications. | Building Services Asset
Mechanical | N/A | Pump | Heating Hot Water | Mechanical | Pumps |  |  | ME-Pu | Medium | Multi Space Multi Floor | No | < 6 months | Discrete |  | A mechanical device designed to move water from one location to another in a mechanical system. It creates pressure and forces water through the plumbing pipes, ensuring a steady flow of water for various applications. | Building Services Asset
Mechanical | N/A | Pump | Steam | Mechanical | Pumps |  |  | ME-Pu | Medium | Multi Space Multi Floor | No | < 6 months | Discrete |  | A mechanical device designed to move water from one location to another in a mechanical system. It creates pressure and forces water through the plumbing pipes, ensuring a steady flow of water for various applications. | Building Services Asset
Mechanical | N/A | Pump | N/A | Mechanical | Pumps |  |  | ME-Pu | Medium | Multi Space Multi Floor | No | < 6 months | Discrete |  | A mechanical device designed to move water from one location to another in a mechanical system. It creates pressure and forces water through the plumbing pipes, ensuring a steady flow of water for various applications. | Building Services Asset
Mechanical | N/A | Radiator | N/A | Mechanical | Radiators |  |  | ME-Ra | Low | Single Space | No | < 6 months | Zone | Flat panel radiator Panel-style radiator Compact radiator Slimline radiator Low-profile radiator Designer radiator panel Vertical panel radiator Horizontal panel radiator Wall-mounted panel radiator Slim radiator panel | A specific type of radiator design that consists of a flat panel with a series of fins or tubes for heat exchange. It is commonly used in heating systems to provide efficient heat transfer and distribution. | Building Services Asset
Mechanical | N/A | Split System | N/A | Mechanical | Air Conditioner Fan Coil Unit | DX |  | ME-ACFCU-DX | Low | Single Space | No | < 6 months | Zone | Split air conditioner Room air conditioner | The indoor unit of a split system air conditioning unit. The indoor unit, typically installed inside a room or building, contains the evaporator coil, fan, and air filter. The indoor unit is connected to the outdoor unit via refrigerant lines to provide cooling or heating to the space. | Building Services Asset
Mechanical | N/A | Suction | N/A | Medical Gases | Medical Suction | Vacuum Pump |  | MG-MS-VP | High | Multi Space Multi Floor | Yes | < 6 months | Discrete | Medical suction pump Surgical vacuum pump Healthcare vacuum system Medical vacuum unit Hospital vacuum pump Clinical vacuum system | A device used in healthcare settings to generate a controlled vacuum for suctioning fluids and gases during medical procedures. | Building Services Asset
Mechanical | N/A | Tank | N/A | Mechanical | Tanks |  |  | ME-Ta | Medium | Multi Space Multi Floor | No | 6 - 12 months | Discrete |  |  | Building Services Asset
Mechanical | N/A | Tank | Storage | Mechanical | Tanks | Storage |  | ME-Ta-St | Medium | Multi Space Multi Floor | No | 6 - 12 months | Discrete |  |  | Building Services Asset
Mechanical | N/A | Vacuum | N/A | [5 empty] | Medium | Multi Space Multi Floor | No | < 6 months | Discrete |  |  | Building Services Asset
Mechanical | N/A | Vacuum Insulated Evaporator | N/A | Medical Gases | Tanks | Vacuum Insulated Evaporator |  | MG-Ta-VIE | High | Multi Space Multi Floor | Yes | 6 - 12 months | Discrete | VIE | A form of pressure vessel that allows the bulk storage of cryogenic liquids including oxygen, nitrogen and argon. | Building Services Asset
Mechanical | N/A | Vacuum Pump | N/A | Mechanical | Vacuum Pump |  |  | ME-VP | Low | Multi Space Single Floor | No | < 6 months | Discrete |  | A device used to create or maintain a vacuum within a closed system by removing gas or air molecules. It operates by mechanically drawing or pushing the gas out of the system, creating a partial or near-total vacuum. | Building Services Asset
Mechanical | N/A | Variable Refrigerant Flow | N/A | [5 empty] | Low | Multi Space Single Floor | No | < 6 months | System
Mechanical | N/A | Package Air-Conditioning Unit | N/A | Mechanical | Air Conditioning Unit | Packaged DX |  | ME-ACU-PDX | Low | Multi Space Single Floor | No | < 6 months | Discrete | Packaged air conditioner Packaged AC unit Rooftop unit (RTU) Rooftop air handler | A self-contained HVAC system that combines multiple components, including the compressor, condenser, evaporator, and air handling unit, into a single package. It is typically installed outside the building and provides both cooling and heating functions for the space it serves. | Building Services Asset
Mechanical | N/A | Heat Exchanger | Chilled Water | Mechanical | Heat Exchanger | Fluid to fluid |  | ME-HE-FTF | Medium | Multi Space Multi Floor | No | 6 - 12 months | Discrete | Fluid-to-fluid heat exchanger Liquid-to-liquid heat exchanger | A device designed to transfer heat between two different fluids, such as water, oil, or a refrigerant. It facilitates the exchange of thermal energy from one fluid to another without direct contact between the two fluids. The heat exchanger typically consists of tubes or plates that enable efficient heat transfer between the fluid streams. | Building Services Asset
Mechanical | N/A | Pump | Heat pump | Mechanical | Pumps |  |  | ME-Pu | Medium | Multi Space Multi Floor | No | < 6 months | Discrete |  | A mechanical device designed to move water from one location to another in a mechanical system. It creates pressure and forces water through the plumbing pipes, ensuring a steady flow of water for various applications. | Building Services Asset
Mechanical | N/A | Heater | N/A | [5 empty] | Low | Single Space | No | < 6 months | Zone
Medical | Patient Monitors | Acute Care Monitor | Contrast Medium Injection System Syringe
Medical | Ward Equipment | Alcolmeter | N/A
Medical | Pumps | Alternating-pressure Pump | N/A
Medical | Anaesthesia Support Devices | Anaesthesia Unit Absorber | Carbon Dioxide Absorber, Reusable
Medical | Anaesthesia Support Devices | Anaesthesia Unit Vaporiser | N/A
Medical | Anaesthetic Units | Anaesthetic Machine | N/A
Medical | Anaesthesia Support Devices | Anaesthetic Ventilator | N/A
Medical | Anaesthesia Support Devices | Anaesthetist's Trolley | N/A
Medical | Analysers | Analysers | Other
Medical | CSSD Equipment | Ancillary Equipment | Cart
Medical | CSSD Equipment | Ancillary Equipment | Surgical Scrub Sink System
Medical | Imaging Systems | Angiography | Bi-Plane - General Purpose
Medical | Imaging Systems | Angiography | Bi-Plane - Neurological
Medical | Imaging Systems | Angiography | Single Plane - Cardiovascular
Medical | Imaging Systems | Angiography | Single Plane - General Purpose
Medical | Imaging Systems | Angiography | Single Plane - Neurological
Medical | Imaging Systems | Angiography | Other
Medical | Apheresis Units | Apheresis System | N/A
Medical | Ward Equipment | Aspirator | N/A
Medical | Audiology Equipment | Audiometer | N/A
Medical | Mortuary Equipment | Autopsy | Automated Biodisinfection Unit
Medical | Mortuary Equipment | Autopsy | Autopsy Sink
Medical | Mortuary Equipment | Autopsy | Autopsy Table
Medical | Mortuary Equipment | Autopsy | Downdraft Table
Medical | Beds | Bed | Bariatric
Medical | Beds | Bed | Basic Electric Hospital
Medical | Beds | Bed | Birthing Bed/Table, Powered
Medical | Beds | Bed | Paediatric
Medical | Ward Equipment | Bed Wetting Alarm | N/A
Medical | Ventilators | Bedside Ventilator | Adult
Medical | Ventilators | Bedside Ventilator | Neonatal/Paediatric
Medical | BiPAP/CPAP | BiPAP Unit | N/A
Medical | Laboratory Equipment | Blood Cell Processor | N/A
Medical | Haemofiltration and Haemodiafiltration Units | Blood Warmer Unit | N/A
Medical | Ward Equipment | Breast Pump | N/A
Medical | Operating Theatre Equipment | Camera | Integrated Theatre Camera - Controller
Medical | Operating Theatre Equipment | Camera | Integrated Theatre Camera - IP
Medical | Operating Theatre Equipment | Camera | Integrated Theatre Camera - Mobile
Medical | Ophthalmic Equipment | Camera | N/A
Medical | Ophthalmic Equipment | Camera | Retinal Optial Coherence Tomography
Medical | Imaging Systems | Cardiac Catheter | Bi-Plane
Medical | Imaging Systems | Cardiac Catheter | Bi-plane - EP
Medical | Imaging Systems | Cardiac Catheter | Other
Medical | Imaging Systems | Cardiac Catheter | Single Plane
Medical | Imaging Systems | Cardiac Catheterization Cardiac Mapping System | N/A
Medical | Heart-lung bypass units | Cardiopulmonary Bypass System | Blood Warmer
Medical | Heart-lung bypass units | Cardiopulmonary Bypass System | Heater Cooler
Medical | Heart-lung bypass units | Cardiopulmonary Bypass System | Other
Medical | Heart-lung bypass units | Cardiopulmonary Bypass System | Pump
Medical | Heart-lung bypass units | Cardiopulmonary Bypass System | Trolley
Medical | Heart-lung bypass units | Cardiopulmonary Bypass System | N/A
Medical | Patient Monitors | Cardiotocograph | N/A
Medical | Ward Equipment | Cast Cutter | N/A
Medical | Patient Monitors | Central Station | Patient Monitoring System Central Station Monitor
Medical | Laboratory Equipment | Centrifuge | N/A
Medical | Chairs | Chair | Audiometer
Medical | Chairs | Chair | Bariatric
Medical | Chairs | Chair | Dialysis
Medical | Chairs | Chair | General Examanation/Treatment
Medical | Chairs | Chair | Shower
Medical | Laboratory Equipment | Chromotography System | Chromatography System
Medical | Analysers | Composition Analyser | N/A
Medical | Couches | Couch | Electric
Medical | Couches | Couch | Height Adjustable
Medical | Neurophysiology Equipment | Counter | N/A
Medical | BiPAP/CPAP | CPAP Unit | N/A
Medical | Allied Health Equipment | Crosstrainer | N/A
Medical | Imaging Systems | CT Scanner | CT - 16 slice
Medical | Imaging Systems | CT Scanner | CT - 64 slice
Medical | Imaging Systems | CT Scanner | CT - Greater Than 64 Slice
Medical | Imaging Systems | CT Scanner | Full-body
Medical | Imaging Systems | CT Scanner | Hybrid
Medical | Imaging Systems | CT Scanner | Other
Medical | Laboratory Equipment | Cytometer Flow | N/A
Medical | Imaging Systems | Data Acquisition Unit | N/A
Medical | Patient Monitors | Defibrillation System | Defibrillator
Medical | Imaging Systems | Densitometer | Bone Densitometer
Medical | Dental Equipment | Dental Chair | Electric Chair
Medical | Dental Equipment | Dental Delivery Unit | Delivery System
Medical | Dental Equipment | Dental Instrument | Dental Computer Assisted Anaesthesia Injection Handpiece
Medical | Dental Equipment | Dental Instrument | Endodontic Obturation System
Medical | Dental Equipment | Dental Instrument | Rotary Dental Scaler
Medical | Dental Equipment | Dental Laboratory | Curing Unit
Medical | Dental Equipment | Dental Laboratory | Grinder
Medical | Dental Equipment | Dental Laboratory | Lathe
Medical | Dental Equipment | Dental Light | Dental/Surgical Polymerization Lamp
Medical | Dental Equipment | Dental Light | LED
Medical | Dental Equipment | Dental Mixer | Amalgam Mixer
Medical | Dental Equipment | Dental Mixer | Impression Material Mixer
Medical | Dental Equipment | Dental X-ray | Stationary Extraoral Dental X-ray System, Digital
Medical | Dental Equipment | Dental X-ray | Stationary Intraoral Dental X-ray System, Digital
Medical | Dental Equipment | Dental X-ray | Stationary Panoramic Dental X-ray System, Digital
Medical | Haemofiltration and Haemodiafiltration Units | Dialysis Unit | Haemofiltration System
Medical | Haemofiltration and Haemodiafiltration Units | Dialysis Unit | Other
Medical | Operating Theatre Equipment | Digital Operating Theatre | Integrated Theatre Camera - Fixed
Medical | Ward Equipment | Doppler | N/A
Medical | Patient Monitors | Electrocardiograph | Cardiopulmonary Stress Exercise Monitoring System
Medical | Patient Monitors | Electrocardiograph | N/A
Medical | Ward Equipment | Electroconvulsive Therapy System | N/A
Medical | Ward Equipment | Electroencephalography System | Electroencephalographic Monitoring System, Stationary
Medical | Neurophysiology Equipment | Electromyography System | N/A
Medical | Electrosurgical Units | Electrosurgical Generator | Argon Plasma
Medical | Electrosurgical Units | Electrosurgical Generator | Argon-enhanced Electrosurgical System Generator
Medical | Electrosurgical Units | Electrosurgical Generator | Monopolar/Bipolar, Argon-Enhanced
Medical | Electrosurgical Units | Electrosurgical Generator | Radiofrequency
Medical | Electrosurgical Units | Electrosurgical Tester | Endoscope Leak Tester, Electrical
Medical | Electrosurgical Units | Eletrosurgical Unit | N/A
Medical | Endoscopic/Laproscopic Equipment | Endoscopic Tower | Laparoscopic Insufflator
Medical | Endoscopic/Laproscopic Equipment | Endoscopic Tower | Speech Diagnostic Sysytem
Medical | Endoscopic/Laproscopic Equipment | Endoscopic Tower | Surgical Cutter/Coagulator, Ultrasonic Harmonic
Medical | Endoscopic/Laproscopic Equipment | Endoscopic Tower | Tissue Morcellation System
Medical | Endoscopic/Laproscopic Equipment | Endoscopic Tower | N/A
Medical | Endoscopic/Laproscopic Equipment | Endoscopic Video System | Adapter
Medical | Endoscopic/Laproscopic Equipment | Endoscopic Video System | Camera Control Unit
Medical | Endoscopic/Laproscopic Equipment | Endoscopic Video System | Endoscope Leak Tester, Electrical
Medical | Endoscopic/Laproscopic Equipment | Endoscopic Video System | Endoscope Transport Trolley
Medical | Endoscopic/Laproscopic Equipment | Endoscopic Video System | Endoscope Video Camera
Medical | Endoscopic/Laproscopic Equipment | Endoscopic Video System | Endoscopic Irrigation/Distension Bottle
Medical | Endoscopic/Laproscopic Equipment | Endoscopic Video System | Endoscopic Light Source
Medical | Endoscopic/Laproscopic Equipment | Endoscopic Video System | Endoscopic Tower
Medical | Endoscopic/Laproscopic Equipment | Endoscopic Video System | Endoscopic Video Imaging System
Medical | Endoscopic/Laproscopic Equipment | Endoscopic Video System | Image Display Monitor
Medical | Endoscopic/Laproscopic Equipment | Endoscopic Video System | Laparoscopic Towers
Medical | Endoscopic/Laproscopic Equipment | Endoscopic Video System | Video Printer
Medical | CSSD Equipment | Endoscopy Reprocessing Equipment | Disinfecting Unit
Medical | CSSD Equipment | Endoscopy Reprocessing Equipment | Flushing Unit
Medical | CSSD Equipment | Endoscopy Reprocessing Equipment | Sterile Dryer
Medical | Operating Theatre Equipment | Examination Light | Light System
Medical | Allied Health Equipment | Exercise Bicycle | N/A
Medical | Endoscopic/Laparoscopic Instruments | Flexible Scope | Flexible Fibreoptic Choledochoscope
Medical | Endoscopic/Laparoscopic Instruments | Flexible Scope | Flexible Fibreoptic Duodenoscope
Medical | Endoscopic/Laparoscopic Instruments | Flexible Scope | Flexible Fibreoptic Gastroduodenoscope
Medical | Endoscopic/Laparoscopic Instruments | Flexible Scope | Flexible Video Cystourethroscope
Medical | Endoscopic/Laparoscopic Instruments | Flexible Scope | Video Colonoscope, Reusable
Medical | Endoscopic/Laparoscopic Instruments | Flexible Scope | Video Gastroscope
Medical | Scopes | Flexible Scope | Video Bronchoscope, Reusable
Medical | Scopes | Flexible Scope | Video Intubation Laryngoscope
Medical | Scopes | Flexible Scope | Video Nasopharyngoscope
Medical | Scopes | Flexible Scope | Video Rhinolaryngoscope, Reusable
Medical | Scopes | Flexible Scope | Video Ureteroscope
Medical | Analysers | Flow Analyser | N/A
Medical | Imaging Systems | Fluoroscopy Unit | Cardiovascular
Medical | Imaging Systems | Fluoroscopy Unit | General Purpose
Medical | Imaging Systems | Fluoroscopy Unit | Mobile
Medical | Imaging Systems | Fluoroscopy Unit | Neurological
Medical | Imaging Systems | Fluoroscopy Unit | Other
Medical | Laboratory Equipment | Freezer | N/A
Medical | Analysers | Haematology Analyser | Blood Gas
Medical | Analysers | Haematology Analyser | Blood Grouping
Medical | Analysers | Haematology Analyser | Cell Counting
Medical | Analysers | Haematology Analyser | Coagulation
Medical | Patient Monitors | High Acuity Monitor | N/A
Medical | Ward Equipment | Humidifier | N/A
Medical | Imaging Systems | Imaging Accessory | Positioning System
Medical | Analysers | Immunoassay Analyser | Chemiluminesce
Medical | Laboratory Equipment | Incubator | N/A
Medical | Neo/Paeds Equipment | Incubator | Conventional Infant Incubator
Medical | Neo/Paeds Equipment | Incubator | Transport Infant Incubator
Medical | Pumps | Infusion Pump | N/A
Medical | CSSD Equipment | Instrument Tracking | Instrument Tracking
Medical | Imaging Systems | Intensifier | Fixed
Medical | Imaging Systems | Intensifier | Mobile
Medical | Imaging Systems | Intensifier | Other
Medical | Laboratory Equipment | Laboratory Equipment | Other
Medical | Ophthalmic Equipment | Laser | Diode
Medical | Ophthalmic Equipment | Lensometer | N/A
Medical | Imaging Systems | Linear Accelerator | Stereotactic Radiosurgery/Radiation Therapy
Medical | Operating Theatre Equipment | Lithocast System | Lithotripter Ultrasonic
Medical | CSSD Equipment | Loan set lifter | Loan set lifter
Medical | Patient Monitors | Low Acuity Monitor | N/A
Medical | Patient Monitors | Medium Acuity Monitor | N/A
Medical | Analysers | Microbiology Analyser | N/A
Medical | Imaging Systems | Mobile System | N/A
Medical | Shelving | Modular Shelf | Shelving
Medical | Patient Monitors | Module Monitor | N/A
Medical | Neo/Paeds Equipment | Monitor | Infant Apneoa Monitor
Medical | Imaging Systems | MRI | Intra-operative System
Medical | Imaging Systems | MRI | MRI - 1.5T
Medical | Imaging Systems | MRI | MRI - 3T
Medical | Imaging Systems | MRI | MRI - PET
Medical | Imaging Systems | MRI | Other
Medical | Anaesthetic Machine | N/A | N/A
Medical | Ward Equipment | Nebuliser | N/A
Medical | Ward Equipment | Negative Pressure Wound Therapy System | Negative Pressure Wound Therapy System
Medical | Neurophysiology Equipment | Neurophysiological Monitoring Unit | Electromyography
Medical | Neurophysiology Equipment | Neurophysiological Monitoring Unit | Electromyography - Amplifier
Medical | Operating Theatre Equipment | Operating Microscope | General-Purpose Surgical
Medical | Operating Theatre Equipment | Operating Microscope | Neurosurgical
Medical | Operating Theatre Equipment | Operating Microscope | Ophthalmic
Medical | Operating Theatre Equipment | Operating Microscope | Other
Medical | Operating Theatre Equipment | Operating Table | Universal Operating Table, Electromechanical
Medical | Imaging Systems | OPG | N/A
Medical | Lasers | Ophthalmic Laser | Argon
Medical | Lasers | Ophthalmic Laser | Other
Medical | Ward Equipment | Opthalmoscope | N/A
Medical | Audiology Equipment | Other | N/A
Medical | BiPAP/CPAP | Other | N/A
Medical | CSSD Equipment | Other | N/A
Medical | Electrosurgical Units | Other | N/A
Medical | Endoscopic/Laproscopic Equipment | Other | N/A
Medical | Neurophysiology Equipment | Other | N/A
Medical | Operating Theatre Equipment | Other | N/A
Medical | Other | Other | N/A
Medical | Scopes | Other | N/A
Medical | Ward Equipment | Other | N/A
Medical | Ventilators | Other Ventilator | Stationary Electric High-frequency Ventilator
Medical | Ventilators | Other Ventilator | N/A
Medical | CSSD Equipment | Package Sealer | Package Sealer
Medical | Allied Health Equipment | Parallel Bar Exerciser | N/A
Medical | Pumps | Patient Care Analgesia Pump | N/A
Medical | Ward Equipment | Patient Lifter | N/A
Medical | Operating Theatre Equipment | Pendant | General Utility Supply System, Ceiling Mounted - Anaesthetic
Medical | Operating Theatre Equipment | Pendant | General Utility Supply System, Ceiling Mounted - Cath Lab
Medical | Operating Theatre Equipment | Pendant | General Utility Supply System, Ceiling Mounted - Emergency Resuscitation
Medical | Operating Theatre Equipment | Pendant | General Utility Supply System, Ceiling Mounted - ICU
Medical | Operating Theatre Equipment | Pendant | General Utility Supply System, Ceiling Mounted - Perfusion
Medical | Operating Theatre Equipment | Pendant | General Utility Supply System, Ceiling Mounted - Surgical Type 1
Medical | Operating Theatre Equipment | Pendant | General Utility Supply System, Ceiling Mounted - Surgical Type 2
Medical | Operating Theatre Equipment | Pendant | Other
Medical | Ophthalmic Equipment | Perimeter | N/A
Medical | Imaging Systems | PET-CT | PET-CT Unit
Medical | Imaging Systems | PET-CT | PET Unit
Medical | Imaging Systems | PET-CT | PET-CT - Other
Medical | Neo/Paeds Equipment | Phototherapy | Blue-Light Phototherapy Lamp, Clinical
Medical | Analysers | Physiologic Analyser | Metabolic rate, oxygen/car
Medical | Ward Equipment | Plethysmograph | Whole-Body
Medical | Ophthalmic Equipment | Projector | Visual Acuity
Medical | Analysers | Pulmonary Function Analyser | N/A
Medical | Ward Equipment | Pulse Oximeter | N/A
Medical | Pumps | Pump | Other
Medical | Ophthalmic Equipment | Refractor | N/A
Medical | Laboratory Equipment | Refrigerator | Blood
Medical | Laboratory Equipment | Refrigerator | Laboratory
Medical | Haemofiltration and Haemodiafiltration Units | Renal Pump | N/A
Medical | Respiratory Equipment | Respiratory Equipment | Other
Medical | Haemofiltration and Haemodiafiltration Units | Reverse Osmosis Unit | N/A
Medical | Endoscopic/Laparoscopic Instruments | Rigid Scope | Rigid Endoscope Telescope
Medical | Scopes | Rigid Scope | Colposcope
Medical | Scopes | Rigid Scope | Cystoscope
Medical | Allied Health Equipment | Rowing Machine | N/A
Medical | Neo/Paeds Equipment | Scale | Infant Scale, Electronic
Medical | Ward Equipment | Scale | Body Composition Analyser
Medical | Ward Equipment | Scale | Floor
Medical | Ophthalmic Equipment | Scanning System | Ultrasonic
Medical | Ophthalmic Equipment | Slit Lamp | N/A
Medical | Imaging Systems | SPECT | Gamma Camera - Dual Head
Medical | Imaging Systems | SPECT | Gamma Camera - Multihead
Medical | Imaging Systems | SPECT | Gamma camera - Other
Medical | Imaging Systems | SPECT | Gamma Camera - Single Head
Medical | Imaging Systems | SPECT | Gamma camera - SPECT CT
Medical | Audiology Equipment | Speech Amplifier | N/A
Medical | Allied Health Equipment | Stair-climber | N/A
Medical | Imaging Systems | Stereotatic | Stereotactic Mammographic X-ray System
Medical | Imaging Systems | Stereotatic | Stereotactic Neuronavigation/Planning System
Medical | CSSD Equipment | Steriliser | Plasma Steriliser
Medical | CSSD Equipment | Steriliser | Steam Steriliser
Medical | Ward Equipment | Stimulator | N/A
Medical | Imaging Systems | Support Device | CT Contrast Medium Injection System, Line-Powered, Ceiling Mounted
Medical | Imaging Systems | Support Device | CT Contrast Medium Injection System, Line-Powered, Stationary
Medical | Imaging Systems | Support Device | Data Interface Systems, Medical Device/Information System
Medical | Imaging Systems | Support Device | Defibrillators, External, Manual
Medical | Imaging Systems | Support Device | Display Patient Monitor
Medical | Imaging Systems | Support Device | Dosimetry
Medical | Imaging Systems | Support Device | General-Purpose Ultrasound Imaging System - Ancillary Device
Medical | Imaging Systems | Support Device | Image Processing System
Medical | Imaging Systems | Support Device | Interface Data Acquisition
Medical | Imaging Systems | Support Device | MRI Contrast Medium Injection System, Line-Powered
Medical | Imaging Systems | Support Device | MRI Contrast Medium Injection System, Line-Powered, Mobile
Medical | Imaging Systems | Support Device | Thermoluminescent Dosimetry Brick Radiation Detector
Medical | Imaging Systems | Support Device | X-ray Film Processor Loader
Medical | Lasers | Surgical Laser | Argon
Medical | Lasers | Surgical Laser | Carbon Dioxide
Medical | Lasers | Surgical Laser | HO:YAG
Medical | Lasers | Surgical Laser | ND:YAG
Medical | Lasers | Surgical Laser | Other
Medical | Operating Theatre Equipment | Surgical Light | Operating Room Light
Medical | Pumps | Syringe Pump | N/A
Medical | Tables | Table | General Examination/Treatment
Medical | Patient Monitors | Telemetry | N/A
Medical | Laboratory Equipment | Tissue Analyser | Tissue Processor
Medical | Ophthalmic Equipment | Tonometer | N/A
Medical | Ventilators | Transport Ventilator | Adult
Medical | Ventilators | Transport Ventilator | Neonatal/Paediatric
Medical | Allied Health Equipment | Treadmill | N/A
Medical | Mortuary Equipment | Trolley | Mortuary
Medical | Trolleys | Trolley | Medication
Medical | Trolleys | Trolley | Resuscitation
Medical | Neo/Paeds Equipment | Ultrasonography | Foetal Doppler System
Medical | Imaging Systems | Ultrasound | Bladder Volume Ultrasound Imaging System
Medical | Imaging Systems | Ultrasound | Cardiac
Medical | Imaging Systems | Ultrasound | Cranial
Medical | Imaging Systems | Ultrasound | General
Medical | Imaging Systems | Ultrasound | Intravascular
Medical | Imaging Systems | Ultrasound | Invasive Vascular Ultrasound System
Medical | Imaging Systems | Ultrasound | Obstetric
Medical | Imaging Systems | Ultrasound | Other
Medical | Imaging Systems | Ultrasound | Transoesophageal Echocardiography Unit
Medical | Pumps | Volumetric-Dual Channel Pump | N/A
Medical | Pumps | Volumetric-Single Channel Pump | N/A
Medical | Neo/Paeds Equipment | Warmer | Infant Warmer
Medical | CSSD Equipment | Washer | Other
Medical | CSSD Equipment | Washer | Tunnel
Medical | CSSD Equipment | Washer Disinfector Unit | Bedpan/Ancillary Utensil Washer/Disinfector
Medical | CSSD Equipment | Washer Disinfector Unit | Endoscope Reprocessing Unit
Medical | CSSD Equipment | Washer Disinfector Unit | Laboratory Ware Washer
Medical | CSSD Equipment | Washer Disinfector Unit | Other
Medical | CSSD Equipment | Washer Disinfector Unit | Surgical Instrument Washer/Disinfector
Medical | CSSD Equipment | Washer Disinfector Unit | Surgical Trolley Washer
Medical | CSSD Equipment | Washer Disinfector Unit | Ultrasonic Cleaner
Medical | CSSD Equipment | Washer Disinfector Unit | Ultrasonic Water Bath
Medical | Laboratory Equipment | Water Purification | Reverse-Osmosis Water Purification System
Medical | Wheelchairs | Wheelchair | Bariatric
Medical | Wheelchairs | Wheelchair | Intensive Care Unit
Medical | Wheelchairs | Wheelchair | Other
Medical | Wheelchairs | Wheelchair | Specialised
Medical | Imaging Systems | X-ray | Digital X-ray room
Medical | Imaging Systems | X-ray | Fixed
Medical | Imaging Systems | X-ray | Mobile
Medical | Imaging Systems | X-ray | Other
Medical | Imaging Systems | X-ray Mobile | Image Intensifier
Vertical Transport | N/A | Dumbwaiter | N/A | Vertical Transportation | Dumb Waiter |  |  | VT-DW | Medium | Multi Space Multi Floor | No | +12 months | Discrete | Food lift Kitchen elevator | A small freight elevator or lift used to transport goods, supplies, or food between different floors of a building | Building Services Asset
Vertical Transport | N/A | Lift | N/A | Vertical Transportation | Lift |  |  | VT-Li | Medium | Multi Space Multi Floor | No | +12 months | Discrete | Elevator | A mechanical device designed to transport people or goods between different levels or floors of a building. It typically consists of a cabin or car that travels along vertical rails or guide tracks, propelled by an electric motor. | Building Services Asset